## COVER
PLATINUM/GOLD
FARENHYT PRICE LIST
CONFIDENTIAL
Revised: March 4, 2022
Effective: April 4, 2022
Farenhyt · 12 Clintonville Road · Northford, CT 06472 · (203) 484-7161 · www.farenhyt.com

## Pricing
|  | Farenhyt Platinum/Gold Price List |  |  | Effective April 4, 2022
Status | CATEGORY | FAMILY | PART NUMBER | DESCRIPTION | LIST PRICE | PLATINUM/GOLD NET
| Audible/Visual MNS Notification | Textual Visual Notification Appliances | ALPHA-215 | PROGRAMMABLE LED ARRAY, 2.5” X 26” DISPLAY (LEDARRAY) | 2490 | 1120.5
| Audible/Visual MNS Notification | Textual Visual Notification Appliances | MEGADOT | PROGRAMMABLE LED ARRAY, 4.0” X 45.5” DISPLAY | 3780 | 2003.4
| Audible/Visual MNS Notification | Textual Visual Notification Appliances | MNS-4000UL/24 | MNS 4000 LED Display, 24V, UL1638 | 3960 | 3168
| Audible/Visual MNS Notification | Textual Visual Notification Appliances | MNS-CABLE | 1' RS-485 connector cable for MNS-control | 64 | 28.8
| Audible/Visual MNS Notification | Textual Visual Notification Appliances | MNS-CONTROL16 | FACP INTERFACE FOR LED ARRAYS, 16 MESSAGES | 6090 | 2740.5
| Audible/Visual MNS Notification | Textual Visual Notification Appliances | MNS-CONTROL8 | FACP INTERFACE FOR LED ARRAYS, 8 MESSAGES | 3300 | 1485
| Audible/Visual MNS Notification | Textual Visual Notification Appliances | SP-2/MNS | TWO MESSAGE SIGN, “ANNOUNCEMENT” AND “EVACUATE” | 1035 | 465.75
| Audible/Visual MNS Notification | Textual Visual Notification Appliances | SP-4 | FOUR MESSAGE SIGN, “FIRE”, “WEATHER”, “ANNOUNCEMENT”, “EVACUATE” | 950 | 503.5
| Addressable Devices, Modules, Pulls & Accessories | Duct Detectors and Accessories | DUCTCOV | REPLACEMENT COVER FOR SK-DUCT AND DNR DUCT SMOKE DETECTORS | 27.5 | 12.37
| Addressable Devices, Modules, Pulls & Accessories | Duct Detectors and Accessories | DUCTCOVW | REPLACEMENT COVER FOR DNRW DUCT SMOKE DETECTORS | 35 | 15.75
| Addressable Devices, Modules, Pulls & Accessories | Farenhyt Series Black IDP Addressable Devices from System Sensor | IDP-FIRE-CO-IV | Advanced multi-criteria fire/carbon monoxide detector, Classic ivory Color | 326 | 146.7
| Addressable Devices, Modules, Pulls & Accessories | Farenhyt Series Black IDP Addressable Devices from System Sensor | IDP-FIRE-CO-W | Advanced multi-criteria fire/carbon monoxide detector, Bright White Color | 306 | 137.7
| Addressable Devices, Modules, Pulls & Accessories | Farenhyt Series Black IDP Addressable Devices from System Sensor | IDP-HEAT-HT-IV | ADDRESSABLE VARIABLE DETECTOR HIGH TEMP,135 DEG.F - 190, IVORY | 108 | 48.6
| Addressable Devices, Modules, Pulls & Accessories | Farenhyt Series Black IDP Addressable Devices from System Sensor | IDP-HEAT-HT-W | ADDRESSABLE VARIABLE DETECTOR HIGH TEMP,135 DEG.F - 190, WHITE | 91.5 | 41.17
| Addressable Devices, Modules, Pulls & Accessories | Farenhyt Series Black IDP Addressable Devices from System Sensor | IDP-HEAT-IV | ADDRESSABLE THERMAL DETECTOR FIXED TEMP 135, IVORY | 108 | 48.6
| Addressable Devices, Modules, Pulls & Accessories | Farenhyt Series Black IDP Addressable Devices from System Sensor | IDP-HEAT-ROR-IV | ADDRESSABLE THRML DETC FIX TEMP 135⁰F, RATE OF RISE, IVORY | 108 | 48.6
| Addressable Devices, Modules, Pulls & Accessories | Farenhyt Series Black IDP Addressable Devices from System Sensor | IDP-HEAT-ROR-W | ADDRESSABLE THRML DETC FIX TEMP 135⁰F, RATE OF RISE, WHITE | 91.5 | 41.17
| Addressable Devices, Modules, Pulls & Accessories | Farenhyt Series Black IDP Addressable Devices from System Sensor | IDP-HEAT-W | ADDRESSABLE THERMAL DETECTOR FIXED TEMP 135, WHITE | 91.5 | 41.17
| Addressable Devices, Modules, Pulls & Accessories | Farenhyt Series Black IDP Addressable Devices from System Sensor | IDP-PHOTO-IV | ADDRESSABLE PHOTOELECTRIC SMOKE DETECT, IVORY | 134 | 60.3
| Addressable Devices, Modules, Pulls & Accessories | Farenhyt Series Black IDP Addressable Devices from System Sensor | IDP-PHOTO-R-IV | INTELLIGENT PHOTOELECTRIC REPLACEMENT SMOKE DETECTOR, IVORY, WITH REMOTE TEST CAPABILITY IN DUCT APPLICAIONS. | 143 | 64.35
| Addressable Devices, Modules, Pulls & Accessories | Farenhyt Series Black IDP Addressable Devices from System Sensor | IDP-PHOTO-R-W | INTELLIGENT PHOTOELECTRIC REPLACEMENT SMOKE DETECTOR, WHITE, WITH REMOTE TEST CAPABILITY IN DUCT APPLICAIONS. | 127 | 57.15
| Addressable Devices, Modules, Pulls & Accessories | Farenhyt Series Black IDP Addressable Devices from System Sensor | IDP-PHOTO-T-IV | ADDRESSABLE PHOTOELECTRIC SMOKE DETECT. W/ THERMAL, IVORY | 150 | 67.5
| Addressable Devices, Modules, Pulls & Accessories | Farenhyt Series Black IDP Addressable Devices from System Sensor | IDP-PHOTO-T-W | ADDRESSABLE PHOTOELECTRIC SMOKE DETECT. W/ THERMAL, WHITE | 134 | 60.3
| Addressable Devices, Modules, Pulls & Accessories | Farenhyt Series Black IDP Addressable Devices from System Sensor | IDP-PHOTO-W | ADDRESSABLE PHOTOELECTRIC SMOKE DETECT, WHITE | 118 | 53.1
| Addressable Devices, Modules, Pulls & Accessories | Farenhyt Series Black IDP Addressable Devices from System Sensor | IDP-PTIR-IV | Multi-criteria detector with three sensing elements (Photo, Thermal, IR) - Ivory Color | 164 | 73.8
| Addressable Devices, Modules, Pulls & Accessories | Farenhyt Series Black IDP Addressable Devices from System Sensor | IDP-PTIR-W | Multi-criteria detector with three sensing elements (Photo, Thermal, IR) - Bright White Color | 148 | 66.6
| Addressable Devices, Modules, Pulls & Accessories | Farenhyt Series Black IDP Addressable Devices from System Sensor | OSI-RI-FH | INTELLIGENT ADDRESSABLE IMAGING BEAM SMOKE DETECTION W/ REFLECTOR | 2200 | 990
New | Addressable Devices, Modules, Pulls & Accessories | IDP Modules, Pull Stations & Accessories | CB500 | Control module barrier, required by UL to separate power limited and non power limited wiring in modules | 26.5 | 11.92
| Addressable Devices, Modules, Pulls & Accessories | IDP Modules, Pull Stations & Accessories | FP-IVORY-BP | UNMARKED IVORY FACEPLATE 10-PACK | 115 | 51.75
| Addressable Devices, Modules, Pulls & Accessories | IDP Modules, Pull Stations & Accessories | FP-WHITE-2-BP | UNMARKED WHITE FACEPLATE 2 IN/2 OUT 10-PACK | 115 | 51.75
| Addressable Devices, Modules, Pulls & Accessories | IDP Modules, Pull Stations & Accessories | FP-WHITE-BP | UNMARKED WHITE FACEPLATE 10-PACK | 99 | 44.55
| Addressable Devices, Modules, Pulls & Accessories | IDP Modules, Pull Stations & Accessories | FP-WHITE-SWIFT-BP | UNMARKED WHITE FACEPLATE SWIFT 10-PACK | 126.29 | 56.83
| Addressable Devices, Modules, Pulls & Accessories | IDP Modules, Pull Stations & Accessories | IDP-ACB | ACCESSORY BOX FOR IDP MODULES | 167 | 75.15
| Addressable Devices, Modules, Pulls & Accessories | IDP Modules, Pull Stations & Accessories | IDP-CONTROL | ADDRESSABLE SUPERVISED CONTROL MODULE | 145 | 65.25
| Addressable Devices, Modules, Pulls & Accessories | IDP Modules, Pull Stations & Accessories | IDP-CONTROL-6 | ADDRESSABLE 6 CIRCUIT SUPERVISED CONTROL MODULE | 740 | 333
| Addressable Devices, Modules, Pulls & Accessories | IDP Modules, Pull Stations & Accessories | IDP-ISO | ADDRESSABLE LINE ISOLATOR MOD. ISOLATES SHORT CIRCUITS ON SLC LOOP | 123 | 55.35
| Addressable Devices, Modules, Pulls & Accessories | IDP Modules, Pull Stations & Accessories | IDP-MINIMON | ADDRESSABLE MINI MONITOR MODULE, SUPERVISED, SINGLE CONTACT | 93 | 41.85
| Addressable Devices, Modules, Pulls & Accessories | IDP Modules, Pull Stations & Accessories | IDP-MONITOR | ADDRESSABLE MONITOR MODULE, SUPERVISED, SINGLE CONTACT | 107 | 48.15
| Addressable Devices, Modules, Pulls & Accessories | IDP Modules, Pull Stations & Accessories | IDP-MONITOR-10 | ADDRESSABLE MONITOR MODULE, SUPERVISED, 10 POINTS | 785 | 353.25
| Addressable Devices, Modules, Pulls & Accessories | IDP Modules, Pull Stations & Accessories | IDP-MONITOR-2 | ADDRESSABLE MONITOR MODULE, SUPERVISED W/ 2 INITIATING CIRCUITS | 183 | 82.35
| Addressable Devices, Modules, Pulls & Accessories | IDP Modules, Pull Stations & Accessories | IDP-PULL-DA | ADDRESSABLE PULL STATION, DUAL ACTION, KEY RESET | 175 | 78.75
| Addressable Devices, Modules, Pulls & Accessories | IDP Modules, Pull Stations & Accessories | IDP-PULL-SA | ADDRESSABLE PULL STATION, SINGLE ACTION, KEY RESET | 162 | 72.9
| Addressable Devices, Modules, Pulls & Accessories | IDP Modules, Pull Stations & Accessories | IDP-RELAY | ADDRESSABLE RELAY MODULE W/ 2 ISOLATED SETS OF FORM C CONTACTS | 138 | 62.1
| Addressable Devices, Modules, Pulls & Accessories | IDP Modules, Pull Stations & Accessories | IDP-RELAY-6 | ADDRESSABLE RELAY MODULE W/ 6 FORM C RELAYS | 700 | 315
| Addressable Devices, Modules, Pulls & Accessories | IDP Modules, Pull Stations & Accessories | IDP-RELAYMON-2 | DUAL INPUT/DUAL OUTPUT MODULE | 435 | 195.75
| Addressable Devices, Modules, Pulls & Accessories | IDP Modules, Pull Stations & Accessories | IDP-ZONE | ADDRESSABLE 2-WIRE ZONE INTERFACE MODULE | 189 | 85.05
| Addressable Devices, Modules, Pulls & Accessories | IDP Modules, Pull Stations & Accessories | IDP-ZONE-6 | ADDRESSABLE 2-WIRE ZONE INTERFACE W/ 6-ZONE INPUTS | 755 | 339.75
| Addressable Devices, Modules, Pulls & Accessories | IDP Modules, Pull Stations & Accessories | ISO-6 | SIX POSITION LINE ISOLATOR MOD. ISOLATES SHORT CIRCUITS ON SLC LOOP | 650 | 292.5
| Addressable Devices, Modules, Pulls & Accessories | IDP Modules, Pull Stations & Accessories | M500X | ADDRESSABLE LINE ISOLATOR MODULE | 122 | 54.9
| Addressable Devices, Modules, Pulls & Accessories | IDP Modules, Pull Stations & Accessories | MBB-2 | Back box, 2 unit | 159 | 71.55
| Addressable Devices, Modules, Pulls & Accessories | IDP Modules, Pull Stations & Accessories | MBB-6 | Back box, 6 unit (requires MCH-6) | 329 | 148.05
| Addressable Devices, Modules, Pulls & Accessories | IDP Modules, Pull Stations & Accessories | MCH-6 | 6-unit mounting chassis for MBB-6 | 88.5 | 39.82
| Addressable Devices, Modules, Pulls & Accessories | IDP Modules, Pull Stations & Accessories | NCM-1 | NOISE CONTROL MODULE | 317 | 142.65
Discontinued | Addressable Devices, Modules, Pulls & Accessories | IDP Modules, Pull Stations & Accessories | SYNC-1 | SYNCHRONIZATION DAUGHTER MODULE FOR XP6-C; INCLUDES SSD SYNC.
New | Addressable Devices, Modules, Pulls & Accessories | IDP Modules, Pull Stations & Accessories | XP-4 | EXTENSION POLE, 15 FT. (THREE, 5FT. POLES) FOR USE WITH XR2, XR2B AND XR5. | 403 | 181.35
New | Addressable Devices, Modules, Pulls & Accessories | IDP Modules, Pull Stations & Accessories | XR2 | DETECTOR INSTALLATION/REMOVAL TOOL KIT, LOW PROFILE FOR 700 SERIES DETECTORS. | 266 | 119.7
New | Addressable Devices, Modules, Pulls & Accessories | IDP Modules, Pull Stations & Accessories | XR2B | DETECTOR INSTALLATION/REMOVAL TOOL KIT FOR 800 AND 355 SERIES DETECTORS. | 308 | 138.6
Discontinued | Addressable Devices, Modules, Pulls & Accessories | SD Addressable Devices from Hochiki | STS-10.0 | DISCONTINUED
Discontinued | Addressable Devices, Modules, Pulls & Accessories | SD Addressable Devices from Hochiki | STS-2.5 | DISCONTINUED
Discontinued | Addressable Devices, Modules, Pulls & Accessories | SD Addressable Devices from Hochiki | STS-5.0 | DISCONTINUED
| Addressable Devices, Modules, Pulls & Accessories | SWIFT Wireless from System Sensor | B210W | SWIFT WIRELESS DETECTOR 6" BASE | 32.56 | 14.65
| Addressable Devices, Modules, Pulls & Accessories | SWIFT Wireless from System Sensor | WAV-CRL | Wireless AV BASE - CEILING, RED - INCLUDES 8 CR-123A BATTERIES. USE L-SERIES CEILING STROBE, HORN/STROBE | 311.88 | 155.94
| Addressable Devices, Modules, Pulls & Accessories | SWIFT Wireless from System Sensor | WAV-CWL | Wireless AV BASE - CEILING, WHITE - INCLUDES 8 CR-123A BATTERIES. USE L-SERIES CEILING STROBE, HORN/STROBE | 311.88 | 155.94
| Addressable Devices, Modules, Pulls & Accessories | SWIFT Wireless from System Sensor | WAV-RL | Wireless AV BASE - WALL, RED - INCLUDES 8 CR-123A BATTERIES. USE L-SERIES WALL STROBE, HORN/STROBE | 311.88 | 155.94
| Addressable Devices, Modules, Pulls & Accessories | SWIFT Wireless from System Sensor | WAV-WL | Wireless AV BASE - WALL, WHITE - INCLUDES 8 CR-123A BATTERIES. USE L-SERIES WALL STROBE, HORN/STROBE | 311.88 | 155.94
| Addressable Devices, Modules, Pulls & Accessories | SWIFT Wireless from System Sensor | W-BATCART | SWIFT WIRELESS BATTERY CART - HOLD 4 CR-123A - FOR WIRELESS AV OR PULL STATION - PACK OF 10 UNITS | 79.84 | 35.93
| Addressable Devices, Modules, Pulls & Accessories | SWIFT Wireless from System Sensor | W-SYNC | Wireless AV SYNC MODULE - REQUIRED TO SYNC WIRLESS AV WITH HARDWIRE AV | 471.62 | 212.23
| Addressable Devices, Modules, Pulls & Accessories | SWIFT Wireless from System Sensor | W-USB | SWIFT WIRELESS USB KEY | 203.42 | 91.54
| Addressable Devices, Modules, Pulls & Accessories | SWIFT Wireless IDP Addressable Devices | WIDP-ACCLIMATE | SWIFT WIRELESS ACCLIMATE DETECTOR | 422.13 | 189.96
| Addressable Devices, Modules, Pulls & Accessories | SWIFT Wireless IDP Addressable Devices | WIDP-HEAT | SWIFT WIRELESS HEAT DETECTOR | 336.8 | 151.56
| Addressable Devices, Modules, Pulls & Accessories | SWIFT Wireless IDP Addressable Devices | WIDP-HEAT-ROR | SWIFT WIRELESS HEAT RATE-OF-RISE DETECTOR | 337 | 151.65
| Addressable Devices, Modules, Pulls & Accessories | SWIFT Wireless IDP Addressable Devices | WIDP-MONITOR | SWIFT WIRELESS MONITOR MODULE | 390 | 175.5
| Addressable Devices, Modules, Pulls & Accessories | SWIFT Wireless IDP Addressable Devices | WIDP-PHOTO | SWIFT WIRELESS PHOTOELECTRIC DETECTOR | 381 | 171.45
| Addressable Devices, Modules, Pulls & Accessories | SWIFT Wireless IDP Addressable Devices | WIDP-PULL-DA | SWIFT WIRELESS DUAL ACTION PULL STATION | 442.76 | 199.24
| Addressable Devices, Modules, Pulls & Accessories | SWIFT Wireless IDP Addressable Devices | WIDP-RELAY | SWIFT WIRELESS RELAY MODULE | 456 | 205.2
| Addressable Devices, Modules, Pulls & Accessories | SWIFT Wireless IDP Addressable Devices | WIDP-WGI | SWIFT WIRELESS GATEWAY | 575 | 258.75
| Addressable Devices, Modules, Pulls & Accessories | System Sensor Addressable Detector Bases | B110LP | 100 SERIES BASE - 2 WIRE 12/24 VOLT | 24.5 | 11.02
| Addressable Devices, Modules, Pulls & Accessories | System Sensor Addressable Detector Bases | B110RLP | 100 SERIES BASE - 2 WIRE 24 VT W/ CURRENT LIMIT RESISTOR | 45.5 | 20.47
| Addressable Devices, Modules, Pulls & Accessories | System Sensor Addressable Detector Bases | B112LP | 100 SERIES RELAY BASE - 4 WIRE 24 VT, FORM A & C W/CURRENT LIMIT RESISTOR | 87 | 39.15
| Addressable Devices, Modules, Pulls & Accessories | System Sensor Addressable Detector Bases | B114LP | 100 SERIES RELAY BASE - 4 WIRE 120 VT AC, FORM A & C AND SUPERVISORY | 226 | 101.7
| Addressable Devices, Modules, Pulls & Accessories | System Sensor Addressable Detector Bases | B116LP | 100 SERIES RELAY BASE - 2 WIRE 24 VT, FORM C | 115 | 51.75
| Addressable Devices, Modules, Pulls & Accessories | System Sensor Addressable Detector Bases | B200S-IV | INTELLIGENT SOUNDER BASE HIGH/LOW VOLUME OUTPUT W/ANSI TEMPORAL 3 OR TEMPORAL 4, CONTINUOUS, MARCH OR CUSTOM TONE, IVORY | 121 | 54.45
| Addressable Devices, Modules, Pulls & Accessories | System Sensor Addressable Detector Bases | B200S-LF-IV | INTELLIGENT LOW FREQUENCY SOUNDER BASE W/ANSI TEMPORAL 3 OR TEMPORAL 4, CONTINUOUS, MARCH OR CUSTOM TONE | 194 | 87.3
| Addressable Devices, Modules, Pulls & Accessories | System Sensor Addressable Detector Bases | B200S-LF-WH | INTELLIGENT LOW FREQUENCY SOUNDER BASE W/ANSI TEMPORAL 3 OR TEMPORAL 4, CONTINUOUS, MARCH OR CUSTOM TONE, BRIGHT WHITE | 187 | 84.15
| Addressable Devices, Modules, Pulls & Accessories | System Sensor Addressable Detector Bases | B200SR-IV | SOUNDER BASE ASSEMBLY, REVERSE COMPATIBLE, IVORY | 115 | 51.75
| Addressable Devices, Modules, Pulls & Accessories | System Sensor Addressable Detector Bases | B200SR-LF-IV | LOW FREQUENCY SOUNDER BASE ASSEMBLY, REVERSE COMPATIBLE, IVORY | 191 | 85.95
| Addressable Devices, Modules, Pulls & Accessories | System Sensor Addressable Detector Bases | B200SR-LF-WH | LOW FREQUENCY SOUNDER BASE ASSEMBLY, REVERSE COMPATIBLE, BRIGHT WHITE | 184 | 82.8
| Addressable Devices, Modules, Pulls & Accessories | System Sensor Addressable Detector Bases | B200SR-WH | SOUNDER BASE ASSEMBLY, REVERSE COMPATIBLE, BRIGHT WHITE | 108 | 48.6
| Addressable Devices, Modules, Pulls & Accessories | System Sensor Addressable Detector Bases | B200S-WH | INTELLIGENT SOUNDER BASE HIGH/LOW VOLUME OUTPUT W/ANSI TEMPORAL 3 OR TEMPORAL 4, CONTINUOUS, MARCH OR CUSTOM TONE, BRIGHT WHITE | 114 | 51.3
| Addressable Devices, Modules, Pulls & Accessories | System Sensor Addressable Detector Bases | B224BI-IV | ISOLATOR BASE, IVORY | 87.5 | 39.37
| Addressable Devices, Modules, Pulls & Accessories | System Sensor Addressable Detector Bases | B224BI-WH | ISOLATOR BASE, BRIGHT WHITE | 80.5 | 36.22
| Addressable Devices, Modules, Pulls & Accessories | System Sensor Addressable Detector Bases | B224RB-IV | RELAY BASE, IVORY | 89 | 40.05
| Addressable Devices, Modules, Pulls & Accessories | System Sensor Addressable Detector Bases | B224RB-WH | RELAY BASE, BRIGHT WHITE | 82 | 36.9
| Addressable Devices, Modules, Pulls & Accessories | System Sensor Addressable Detector Bases | B300-6 | 6" FLANGED MOUNTING BASE, WHITE | 22.5 | 10.12
| Addressable Devices, Modules, Pulls & Accessories | System Sensor Addressable Detector Bases | B300-6-BP | 6" FLANGED MOUNTING BASE, WHITE, BULK PACK | 200 | 90
| Addressable Devices, Modules, Pulls & Accessories | System Sensor Addressable Detector Bases | B300-6-IV | 6" FLANGED MOUNTING BASE, IVORY | 30.5 | 13.72
| Addressable Devices, Modules, Pulls & Accessories | System Sensor Addressable Detector Bases | B501-BL | 4 INCH BASE, BLACK | 39 | 17.55
| Addressable Devices, Modules, Pulls & Accessories | System Sensor Addressable Detector Bases | B501-IV | 4 INCH BASE, IVORY | 39 | 17.55
| Addressable Devices, Modules, Pulls & Accessories | System Sensor Addressable Detector Bases | B501-WHITE | 4 INCH BASE, BRIGHT WHITE | 30.5 | 13.72
| Addressable Devices, Modules, Pulls & Accessories | System Sensor Addressable Detector Bases | B501-WHITE-BP | 4 INCH BASE, BRIGHT WHITE - BULK PACK OF 10 | 216 | 97.2
| Addressable Devices, Modules, Pulls & Accessories | System Sensor Addressable Detector Bases | BB-STD | STANDARD 4 SQUARE BOX. | 11 | 4.95
New | Addressable Devices, Modules, Pulls & Accessories | System Sensor Addressable Detector Bases | C58-237-00 | Replacement dust cover for low profile sensors | 8.9 | 4
| Addressable Devices, Modules, Pulls & Accessories | System Sensor Addressable Detector Bases | CK300 | COLOR KIT WHITE (INCLUDES COVER AND TRIM RING)-10 pack | 167 | 75.15
| Addressable Devices, Modules, Pulls & Accessories | System Sensor Addressable Detector Bases | CK300-BL | COLOR KIT BLACK (INCLUDES COVER AND TRIM RING)-10 pack | 249 | 112.05
Discontinued | Addressable Devices, Modules, Pulls & Accessories | System Sensor Addressable Detector Bases | CK300-CO | COLOR KIT WHITE; CO (INCLUDES COVER AND TRIM RING) - 10 pack
New | Addressable Devices, Modules, Pulls & Accessories | System Sensor Addressable Detector Bases | CK300-CO-BL | COLOR KIT BLACK; CO (INCLUDES COVER AND TRIM RING) - 10 pack | 249 | 112.05
New | Addressable Devices, Modules, Pulls & Accessories | System Sensor Addressable Detector Bases | CK300-CO-IV | COLOR KIT IVORY; CO (INCLUDES COVER AND TRIM RING) - 10 pack | 249 | 112.05
| Addressable Devices, Modules, Pulls & Accessories | System Sensor Addressable Detector Bases | CK300-IR | Fire/CO, PTIR COLOR KIT WHITE - (INCLUDES COVER AND TRIM RING) - 10 pack | 167 | 75.15
New | Addressable Devices, Modules, Pulls & Accessories | System Sensor Addressable Detector Bases | CK300-IR-BL | Fire/CO, PTIR COLOR KIT BLACK - (INCLUDES COVER AND TRIM RING) - 10 pack | 249 | 112.05
| Addressable Devices, Modules, Pulls & Accessories | System Sensor Addressable Detector Bases | CK300-IR-IV | Fire/CO, PTIR COLOR KIT IVORY - (INCLUDES COVER AND TRIM RING) - 10 pack | 249 | 112.05
| Addressable Devices, Modules, Pulls & Accessories | System Sensor Addressable Detector Bases | CK300-IV | COLOR KIT IVORY (INCLUDES COVER AND TRIM RING)-10 pack | 249 | 112.05
Discontinued | Addressable Devices, Modules, Pulls & Accessories | System Sensor Addressable Detector Bases | F210 | DISCONTINUED
| Addressable Devices, Modules, Pulls & Accessories | System Sensor Addressable Detector Bases | SMB500-WH | SURFACE MOUNT BOX; FOR INTELLIGENT CONTROL OR MONITOR MODULES - BRIGHT WHITE | 21 | 9.45
New | Addressable Devices, Modules, Pulls & Accessories | System Sensor Addressable Detector Bases | SMB600 | SURFACE MOUNT BOX; FOR 400 & 500 SERIES DETECTORS AND SOUNDER BASES. | 21.5 | 9.67
| Addressable Devices, Modules, Pulls & Accessories | System Sensor Addressable Detector Bases | TR300 | TRIM RING WHITE | 7.91 | 3.56
| Addressable Devices, Modules, Pulls & Accessories | System Sensor Addressable Detector Bases | TR300-IV | TRIM RING IVORY | 17.18 | 7.73
| Addressable Fire Alarm | Addressable Fire System Accessories | 005651 | SOFTWARE SUITE LEGACY FARENHYT IFP-2000 - USB | 263 | 118.35
| Addressable Fire Alarm | Addressable Fire System Accessories | 058950RPS | PC BOARD ONLY FOR THE RPS-1000 | 1130 | 508.5
| Addressable Fire Alarm | Addressable Fire System Accessories | 0IFP-2100BD | PC BOARD ONLY IFP-2100 | 3900 | 1755
| Addressable Fire Alarm | Addressable Fire System Accessories | 0IFP-300BD | PC BOARD ONLY IFP-300 | 2540 | 1143
| Addressable Fire Alarm | Addressable Fire System Accessories | 0IFP-75BD | PC BOARD ONLY IFP-75 | 1880 | 846
| Addressable Fire Alarm | Addressable Fire System Accessories | 0RA-100BD | PC BOARD ONLY RA-100 | 835 | 375.75
| Addressable Fire Alarm | Addressable Fire System Accessories | 0RA-2000BD | PC BOARD FOR RA-2000 ANNUNCIATOR | 880 | 396
| Addressable Fire Alarm | Addressable Fire System Accessories | 0RFP-2100BD | PC BOARD FOR RFP-2100 | 3220 | 1449
| Addressable Fire Alarm | Addressable Fire System Accessories | 0RPS1000HV | PC BOARD ONLY RPS-1000HV | 1180 | 531
| Addressable Fire Alarm | Addressable Fire System Accessories | 0RPS-2000BD | PC BOARD FOR RPS-2000 | 3250 | 1462.5
| Addressable Fire Alarm | Addressable Fire System Accessories | 0RPS-2000HVBD | PC BOARD FOR RPS-2000HV, HIGH VOLTAGE | 3460 | 1557
| Addressable Fire Alarm | Addressable Fire System Accessories | 151139 | MANUAL INSTALL IFP-1000 | 66.5 | 29.92
| Addressable Fire Alarm | Addressable Fire System Accessories | 151153 | INSTALLATION MANUAL FOR THE RPS-1000 | 70.5 | 31.72
| Addressable Fire Alarm | Addressable Fire System Accessories | 151286 | MANUAL REV C VIP SERIES PRODS UL 9TH ED | 29.5 | 13.27
| Addressable Fire Alarm | Addressable Fire System Accessories | 58KEY | 5820 FIREFIGHTERS KEY | 14 | 6.3
| Addressable Fire Alarm | Addressable Fire System Accessories | 6861BIA | REPLACEMENT 4 X 40 LCD ANNUCIATOR BOARD FOR ECS & EVS SYSTEMS - BLACK | 720 | 324
| Addressable Fire Alarm | Addressable Fire System Accessories | 6861GIA | REPLACEMENT 4 X 40 LCD ANNUCIATOR BOARD FOR ECS & EVS SYSTEMS - GREY | 720 | 324
| Addressable Fire Alarm | Addressable Fire System Accessories | 7641B | END OF LINE RESISTOR, DIODE- RELEASING | 30.5 | 13.72
| Addressable Fire Alarm | Addressable Fire System Accessories | BB-3 | 3 GANG BACKBOX - RED | 209 | 94.05
| Addressable Fire Alarm | Addressable Fire System Accessories | BB4S | 4 GANG BACKBOX - RED | 205 | 92.25
| Addressable Fire Alarm | Addressable Fire System Accessories | ECS-125WBCB | CABINET ONLY FOR ECS-125W - BLACK CABINET | 545 | 245.25
| Addressable Fire Alarm | Addressable Fire System Accessories | ECS-125WBD | BOARD ONLY ECS 125 WATT | 3010 | 1354.5
| Addressable Fire Alarm | Addressable Fire System Accessories | ECS-125WCB | CABINET ONLY FOR ECS-125W - RED CABINET | 530 | 238.5
| Addressable Fire Alarm | Addressable Fire System Accessories | ECS-50WBCB | CABINET ONLY FOR ECS-50W - BLACK CABINET | 514 | 231.3
| Addressable Fire Alarm | Addressable Fire System Accessories | ECS-50WBD | BOARD ONLY FOR ECS-50W | 1740 | 783
| Addressable Fire Alarm | Addressable Fire System Accessories | ECS-50WCB | CABINET ONLY FOR ECS-50W - RED CABINET | 530 | 238.5
| Addressable Fire Alarm | Addressable Fire System Accessories | ECS-DUAL50WBCB | CABINET ONLY FOR ECS-DUAL50W - BLACK CABINET | 530 | 238.5
| Addressable Fire Alarm | Addressable Fire System Accessories | ECS-DUAL50WBD | BOARD ONLY FOR ECS-DUAL50W | 3030 | 1363.5
| Addressable Fire Alarm | Addressable Fire System Accessories | ECS-EMG | REPLACEMENT SWITCH MODULE FOR IFP-300ECS AND IFP-2100ECS - 16 ZONE SELECT BUTTONS AND 8 MESSAGE BUTTONS | 675 | 303.75
| Addressable Fire Alarm | Addressable Fire System Accessories | ECS-NVCM | REPLACEMENT VOICE CONTROL MODULE FOR IFP-300ECS AND IFP-2100ECS | 2810 | 1264.5
| Addressable Fire Alarm | Addressable Fire System Accessories | IFP-2100BCB | CABINET ONLY FOR IFP-2100 - BLACK | 665 | 299.25
| Addressable Fire Alarm | Addressable Fire System Accessories | IFP-2100CB | CABINET ONLY FOR IFP-2100 - RED | 665 | 299.25
| Addressable Fire Alarm | Addressable Fire System Accessories | IFP-2100ECSCB | CABINET ONLY FOR IFP-2100ECS - RED CABINET | 1600 | 720
| Addressable Fire Alarm | Addressable Fire System Accessories | IFP-300BCB | CABINET ONLY FOR IFP-300 - BLACK | 665 | 299.25
| Addressable Fire Alarm | Addressable Fire System Accessories | IFP-300CB | CABINET ONLY FOR IFP-300 - RED | 665 | 299.25
| Addressable Fire Alarm | Addressable Fire System Accessories | IFP-300ECSBCB | CABINET ONLY FOR IFP-300ECS - BLACK CABINET | 1260 | 567
| Addressable Fire Alarm | Addressable Fire System Accessories | IFP-300ECSCB | CABINET ONLY FOR IFP-300ECS - RED CABINET | 1300 | 585
| Addressable Fire Alarm | Addressable Fire System Accessories | IFP-75BCB | CABINET ONLY FOR IFP-75 - BLACK | 317 | 142.65
| Addressable Fire Alarm | Addressable Fire System Accessories | IFP-75CB | CABINET ONLY FOR IFP-75 - RED | 332 | 149.4
| Addressable Fire Alarm | Addressable Fire System Accessories | REL-4.7K | END OF LINE RESISTOR; 4.7K WITH LEADS | 28 | 12.6
| Addressable Fire Alarm | Addressable Fire System Accessories | REL-4.7K-BP | END OF LINE RESISTOR; 4.7K WITH LEADS; QTY. 10 | 237 | 106.65
| Addressable Fire Alarm | Addressable Fire System Accessories | REL-47K | END OF LINE RESISTOR; 47K WITH LEADS | 38.5 | 17.32
| Addressable Fire Alarm | Addressable Fire System Accessories | REL-47K-BP | END OF LINE RESISTOR; 47K WITH LEADS; QTY. 10 | 346 | 155.7
| Addressable Fire Alarm | Addressable Fire System Accessories | RFP-2100BCB | CABINET ONLY FOR RFP-2100 - BLACK | 715 | 321.75
| Addressable Fire Alarm | Addressable Fire System Accessories | RFP-2100CB | CABINET ONLY FOR RFP-2100 - RED | 700 | 315
| Addressable Fire Alarm | Addressable Fire System Accessories | RPS-1000BCB | CABINET ONLY FOR RPS-1000 - BLACK | 476 | 214.2
| Addressable Fire Alarm | Addressable Fire System Accessories | SKF-FAD | Fire Alarm Document Cabinet, w\Farenhyt Lock | 306 | 137.7
| Addressable Fire Alarm | Addressable Fire System Accessories | SKF-SRD | Systems Records Document Cabinet, w\Farenhyt Lock | 249 | 112.05
| Addressable Fire Alarm | Addressable Fire System Accessories | SK-SCK | SEISMIC MOUNTING KIT FOR ALL SK CONTROLS AND POWER SUPPLIES | 305 | 137.25
| Addressable Fire Alarm | Addressable Fire System Accessories | THUMBLTCH | THUMB LOCK REPLACEMENT KIT USED TO REPLACE KEY LOCK WITH A THUMB LOCK | 38.5 | 17.32
| Addressable Fire Alarm | Farenhyt Series Black Addressable Fire Alarm Systems | 006815 | SLC LOOP EXPANDER FOR SK AND IDP DEVICES | 745 | 335.25
| Addressable Fire Alarm | Farenhyt Series Black Addressable Fire Alarm Systems | 00RPS-1000 | INTELLIGENT POWER SUPPLY, 1000PT, RED | 1330 | 598.5
| Addressable Fire Alarm | Farenhyt Series Black Addressable Fire Alarm Systems | 00RPS-1000CB | RPS-1000 CABINET ONLY MODEL | 527 | 237.15
| Addressable Fire Alarm | Farenhyt Series Black Addressable Fire Alarm Systems | 00RPS-1000HV | POWER SUPPLY 1000PT HIGH-VOLTAGE | 1440 | 648
| Addressable Fire Alarm | Farenhyt Series Black Addressable Fire Alarm Systems | IFP-2100 | FARENHYT 2100PT ADDRESSABLE FIRE PANEL - RED CABINET | 3690 | 1660.5
| Addressable Fire Alarm | Farenhyt Series Black Addressable Fire Alarm Systems | IFP-2100B | FARENHYT 2100PT ADDRESSABLE FIRE PANEL - BLACK CABINET | 3690 | 1660.5
| Addressable Fire Alarm | Farenhyt Series Black Addressable Fire Alarm Systems | IFP-2100HV | FARENHYT 2100PT ADDRESSABLE FIRE PANEL, 220V, RED CABINET | 4240 | 1908
| Addressable Fire Alarm | Farenhyt Series Black Addressable Fire Alarm Systems | IFP-2100HVB | FARENHYT 2100PT ADDRESSABLE FIRE PANEL, 220V, BLACK CABINET | 4240 | 1908
| Addressable Fire Alarm | Farenhyt Series Black Addressable Fire Alarm Systems | IFP-300 | FARENHYT 300PT ADDRESSABLE FIRE PANEL - RED CABINET | 2200 | 990
| Addressable Fire Alarm | Farenhyt Series Black Addressable Fire Alarm Systems | IFP-300B | FARENHYT 300PT ADDRESSABLE FIRE PANEL - BLACK CABINET | 2200 | 990
| Addressable Fire Alarm | Farenhyt Series Black Addressable Fire Alarm Systems | IFP-75 | FARENHYT 75PT ADDRESSABLE FIRE PANEL - RED CABINET | 1550 | 697.5
| Addressable Fire Alarm | Farenhyt Series Black Addressable Fire Alarm Systems | IFP-75B | FARENHYT 75PT ADDRESSABLE FIRE PANEL - BLACK CABINET | 1550 | 697.5
| Addressable Fire Alarm | Farenhyt Series Black Addressable Fire Alarm Systems | RFP-2100 | REMOTE FIRE PANEL (NO DISPLAY) - 2100PT - RED CABINET | 3280 | 1476
| Addressable Fire Alarm | Farenhyt Series Black Addressable Fire Alarm Systems | RFP-2100B | REMOTE FIRE PANEL (NO DISPLAY) - 2100PT - BLACK CABINET | 3280 | 1476
| Addressable Fire Alarm | Farenhyt Series Black Addressable Fire Alarm Systems | RFP-2100HV | REMOTE FIRE PANEL (NO DISPLAY) - 2100PT, 220V, RED CABINET | 3740 | 1683
| Addressable Fire Alarm | Farenhyt Series Black Addressable Fire Alarm Systems | RFP-2100HVB | REMOTE FIRE PANEL (NO DISPLAY) - 2100PT, 220V, BLACK CABINET | 3740 | 1683
| Addressable Fire Alarm | Farenhyt Series Black Addressable Fire Alarm Systems | RPS-1000B | INTELLIGENT POWER SUPPLY, 1000PT, BLACK | 1410 | 634.5
| Addressable Fire Alarm | Farenhyt Series Black and Silent Knight 6000 Series Networking | SK-FML | MULTI-MODE FIBER DAUGHTER CARD | 199 | 89.55
| Addressable Fire Alarm | Farenhyt Series Black and Silent Knight 6000 Series Networking | SK-FSL | SINGLE MODE FIBER DAUGHTER CARD | 471 | 211.95
| Addressable Fire Alarm | Farenhyt Series Black and Silent Knight 6000 Series Networking | SK-NIC | NETWORK INTERFACE CARD | 1260 | 567
| Addressable Fire Alarm | Farenhyt Series Black and Silent Knight 6000 Series Networking | SK-NIC-KIT | NETWORK INTERFACE CARD W/MOUNTING KIT | 1530 | 688.5
| Addressable Fire Alarm | Farenhyt Series Black Emergency Communication Systems | ECS-125W | AMPLIFIER, 125 WATT - RED CABINET | 3550 | 1597.5
| Addressable Fire Alarm | Farenhyt Series Black Emergency Communication Systems | ECS-125WB | AMPLIFIER, 125 WATT - BLACK CABINET | 3500 | 1575
| Addressable Fire Alarm | Farenhyt Series Black Emergency Communication Systems | ECS-125WHV | ECS 125 WATT AMPLIFIER 220VAC | 3590 | 1615.5
| Addressable Fire Alarm | Farenhyt Series Black Emergency Communication Systems | ECS-50W | AMPLIFIER, 50 WATT - RED CABINET | 1820 | 819
| Addressable Fire Alarm | Farenhyt Series Black Emergency Communication Systems | ECS-50WB | AMPLIFIER, 50 WATT - BLACK CABINET | 1810 | 814.5
| Addressable Fire Alarm | Farenhyt Series Black Emergency Communication Systems | ECS-50WBU | BACK-UP AMPLIFIER DAUGHTER BOARD FOR ECS-DUAL50W | 815 | 366.75
| Addressable Fire Alarm | Farenhyt Series Black Emergency Communication Systems | ECS-50WHV | ECS 50 WATT AMPLIFIER 220VAC | 1800 | 810
| Addressable Fire Alarm | Farenhyt Series Black Emergency Communication Systems | ECS-AMPMT | AMPLIFIER MOUNTING KIT FOR ECS-INT50 | 68.5 | 30.82
| Addressable Fire Alarm | Farenhyt Series Black Emergency Communication Systems | ECS-CE4 | 4 CIRCUIT EXPANDER FOR ECS-50W OR ECS-125W | 459 | 206.55
| Addressable Fire Alarm | Farenhyt Series Black Emergency Communication Systems | ECS-DUAL50W | AMPLIFIER 50/100 WATT DUAL CHANNEL / BACK-UP AMP - RED CABINET | 3550 | 1597.5
| Addressable Fire Alarm | Farenhyt Series Black Emergency Communication Systems | ECS-DUAL50WB | AMPLIFIER 50/100 WATT DUAL CHANNEL / BACK-UP AMP - BLACK CABINET | 3530 | 1588.5
| Addressable Fire Alarm | Farenhyt Series Black Emergency Communication Systems | ECS-DUAL50WHV | AMPLIFIER 50/100 WATT DUAL CHANNEL / BACK-UP AMP -HIGH VOLTAGE 220VAC | 3670 | 1651.5
| Addressable Fire Alarm | Farenhyt Series Black Emergency Communication Systems | ECS-INT50W | INTERNAL 50 WATT AMPLIFIER, ONE SPEAKER CIRCUIT | 1180 | 531
| Addressable Fire Alarm | Farenhyt Series Black Emergency Communication Systems | ECS-LOC | ECS LOCAL OPERATING CONSOLE - RED CABINET | 2400 | 1080
| Addressable Fire Alarm | Farenhyt Series Black Emergency Communication Systems | ECS-LOC2100 | ECS LOCAL OPERATING CONSOLE FOR IFP-2100ECS - RED CABINET | 2680 | 1206
| Addressable Fire Alarm | Farenhyt Series Black Emergency Communication Systems | ECS-LOC2100B | ECS LOCAL OPERATING CONSOLE FOR IFP-2100ECSB - BLACK CABINET | 2690 | 1210.5
| Addressable Fire Alarm | Farenhyt Series Black Emergency Communication Systems | ECS-LOCB | ECS LOCAL OPERATING CONSOLE - BLACK CABINET | 2420 | 1089
| Addressable Fire Alarm | Farenhyt Series Black Emergency Communication Systems | ECS-RPU | REMOTE PAGING UNIT FOR IFP-ECS CONTROL PANELS | 2030 | 913.5
| Addressable Fire Alarm | Farenhyt Series Black Emergency Communication Systems | ECS-SW24 | 24 SWITCH EXPANDER FOR IFP-100ECS, IFP-1000ECS | 825 | 371.25
| Addressable Fire Alarm | Farenhyt Series Black Emergency Communication Systems | IFP-2100ECS | IFP-2100 INTEGRATED WITH EMERGENCY COMMUNICATION SYSTEM - RED | 6610 | 2974.5
| Addressable Fire Alarm | Farenhyt Series Black Emergency Communication Systems | IFP-2100ECSB | IFP-2100 INTEGRATED WITH EMERGENCY COMMUNICATION SYSTEM - BLACK | 6610 | 2974.5
| Addressable Fire Alarm | Farenhyt Series Black Emergency Communication Systems | IFP-2100ECSHV | IFP-2100 INTEGRATED WITH EMERGENCY COMMUNICATION SYSTEM - HIGH VOLTAGE 220VAC - RED | 6970 | 3136.5
| Addressable Fire Alarm | Farenhyt Series Black Emergency Communication Systems | IFP-2100ECSHVB | IFP-2100 INTEGRATED WITH EMERGENCY COMMUNICATION SYSTEM - HIGH VOLTAGE 220VAC - BLACK | 6970 | 3136.5
| Addressable Fire Alarm | Farenhyt Series Black Emergency Communication Systems | IFP-300ECS | IFP-300 INTEGRATED WITH EMERGENCY COMMUNICATION SYSTEM - RED | 5490 | 2470.5
| Addressable Fire Alarm | Farenhyt Series Black Emergency Communication Systems | IFP-300ECSB | IFP-300 INTEGRATED WITH EMERGENCY COMMUNICATION SYSTEM - BLACK | 5490 | 2470.5
| Addressable Fire Alarm | Farenhyt Series IFP-2000 Series Networking | IFP-RPT-FO | REPEATER FIBER OPTIC | 1600 | 720
| Addressable Fire Alarm | Farenhyt Series IFP-2000 Series Networking | IFP-RPT-FO-KIT | FIBER OPTIC NETWORK REPEATER CARD & CABINET KIT | 1950 | 877.5
| Addressable Fire Alarm | Farenhyt Series IFP-2000 Series Networking | IFP-RPT-UTP | REPEATER UNSHIELDED TWISTED PAIR | 1350 | 607.5
| Addressable Fire Alarm | Farenhyt Series IFP-2000 Series Networking | IFP-RPT-UTP-KIT | WIRE TWISTED PAIR NETWORK REPEATER CARD & CABINET KIT | 1700 | 765
| Addressable Fire Alarm | Legacy Farenhyt Series Addressable Fire Alarm Systems | 00PLEX-1 | DOOR OPTION 1, 5820XL, IFP-1000 | 272 | 122.4
| Addressable Fire Alarm | Legacy Farenhyt Series Addressable Fire Alarm Systems | 00PLEX-2 | DOOR OPTION 2, 5808, SK5208 | 358 | 161.1
| Addressable Fire Alarm | Legacy Farenhyt Series Addressable Fire Alarm Systems | 00RA-100 | LCD ANNUNCIATOR FOR USE W/ IFP-100 & IFP-1000, IN RED CABINET | 1005 | 452.25
| Addressable Fire Alarm | Legacy Farenhyt Series Addressable Fire Alarm Systems | 00RA-1000 | LCD ANNUNCIATOR, FOR THE IFP-1000, GRAY BEZEL | 800 | 360
| Addressable Fire Alarm | Legacy Farenhyt Series Addressable Fire Alarm Systems | 00RA-1000R | LCD ANNUNCIATOR, FOR THE IFP-1000, RED BEZEL | 800 | 360
| Addressable Fire Alarm | Legacy Farenhyt Series Addressable Fire Alarm Systems | 00RA-100TR | TRIM RING FOR THE RA-100 | 126 | 56.7
| Addressable Fire Alarm | Legacy Farenhyt Series Addressable Fire Alarm Systems | 058200IFP | PC BOARD ONLY FOR THE IFP-1000 | 4120 | 1854
| Addressable Fire Alarm | Legacy Farenhyt Series Addressable Fire Alarm Systems | 0IFP-100BD | PC BOARD ONLY IFP-100 | 3030 | 1363.5
| Addressable Fire Alarm | Legacy Farenhyt Series Addressable Fire Alarm Systems | 0IFP-100IA | PC BOARD ONLY IFP-100 INTERNAL ANNUNCIATOR | 730 | 328.5
| Addressable Fire Alarm | Legacy Farenhyt Series Addressable Fire Alarm Systems | 0IFP-2000BD | PC BOARD FOR IFP-2000 | 4930 | 2218.5
| Addressable Fire Alarm | Legacy Farenhyt Series Addressable Fire Alarm Systems | 0IFP-2000HVBD | PC BOARD FOR IFP-2000HV, HIGH VOLTAGE | 4200 | 1890
| Addressable Fire Alarm | Legacy Farenhyt Series Addressable Fire Alarm Systems | 0IFP-50BD | PC BOARD ONLY IFP-50 | 2140 | 963
| Addressable Fire Alarm | Legacy Farenhyt Series Addressable Fire Alarm Systems | IFP-2000 | SCALABLE ANALOG/ADDRESSABLE FIRE ALARM CONTROL PANEL | 4390 | 1975.5
| Addressable Fire Alarm | Legacy Farenhyt Series Addressable Fire Alarm Systems | IFP-2000CB | CABINET ASSEMBLY FOR IFP-2000 | 805 | 362.25
Discontinued | Addressable Fire Alarm | Legacy Farenhyt Series Addressable Fire Alarm Systems | IFP-2000HV | DISCONTINUED
| Addressable Fire Alarm | Legacy Farenhyt Series Addressable Fire Alarm Systems | RA-2000 | LCD REMOTE ANNUNCIATOR FOR THE IFP-2000, 4 X 40 DISPLAY | 1070 | 481.5
| Addressable Fire Alarm | Legacy Farenhyt Series Addressable Fire Alarm Systems | RA-2000GRAY | LCD REMOTE ANNUNCIATOR FOR THE IFP-2000, GRAY | 1085 | 488.25
| Addressable Fire Alarm | Legacy Farenhyt Series Addressable Fire Alarm Systems | RPS-2000 | SCALABLE ADDRESSABLE POWER SUPPLY PANEL, W/NO DISPLAY, RED | 3430 | 1543.5
| Addressable Fire Alarm | Legacy Farenhyt Series Addressable Fire Alarm Systems | RPS-2000CB | CABINET ASSEMBLY FOR RPS-2000, RED | 835 | 375.75
| Addressable Fire Alarm | Legacy Farenhyt Series Addressable Fire Alarm Systems | RPS-2000HV | SCALABLE ADDRESSABLE POWER SUPPLY, W/NO DISPLAY, HIGH VOLTAGE, RED | 4150 | 1867.5
| Addressable Fire Alarm | Legacy Farenhyt Series Emergency Communication Systems | 00VIP-TR | TRIM RING FOR VIP PRODUCTS | 150 | 67.5
| Addressable Fire Alarm | Legacy Farenhyt Series Emergency Communication Systems | ECS-RCU | ECS REMOTE COMMAND UNIT (REPLACES VIP-RM) | 2620 | 1179
| Addressable Fire Alarm | Legacy Farenhyt Series Emergency Communication Systems | ECS-RCU2000 | REMOTE COMMAND UNIT FOR IFP-2000ECS | 2900 | 1305
| Addressable Fire Alarm | Legacy Farenhyt Series Emergency Communication Systems | ECS-RVM | REPLACEMENT REMOTE VOICE MODULE FOR ECS-RCU or ECS-RCU2000 | 2410 | 1084.5
| Addressable Fire Alarm | Legacy Farenhyt Series Emergency Communication Systems | ECS-VCM | REPLACEMENT VOICE CONTROL MODULE FOR IFP100ECS, IFP-1000ECS or IFP-2000ECS | 3030 | 1363.5
| Addressable Fire Alarm | Legacy Farenhyt Series Emergency Communication Systems | IFP-100ECSBD | BOARD ONLY FOR IFP-100ECS | 2240 | 1008
| Addressable Fire Alarm | Legacy Farenhyt Series Emergency Communication Systems | IFP-2000ECS | IFP-2000 INTEGRATED WITH EMERGENCY COMMUNICATION SYSTEM | 7280 | 3276
| Addressable Fire Alarm | Legacy Farenhyt Series Emergency Communication Systems | IFP-2000ECSCB | CABINET ONLY FOR IFP-2000ECS | 1640 | 738
| Addressable Fire Alarm | Legacy IntelliKnight Series Addressable Fire Alarm Systems | 005700CB | CABINET ASSEMBLY FOR THE 5700 | 287 | 129.15
| Addressable Fire Alarm | Legacy IntelliKnight Series Addressable Fire Alarm Systems | 005808CB | CABINET ASSEMBLY FOR THE 5808 | 493 | 221.85
| Addressable Fire Alarm | Legacy IntelliKnight Series Addressable Fire Alarm Systems | 005820XLCB | CABINET ASSEMBLY FOR THE 5820XL | 547 | 246.15
| Addressable Fire Alarm | Silent Knight 6000 Series Addressable Fire Alarm Systems | 005496 | DISTRIBUTED POWER MOD W/SBUS, 6 AMPS | 915 | 411.75
| Addressable Fire Alarm | Silent Knight 6000 Series Addressable Fire Alarm Systems | 005496CB | CABINET ONLY 5496 | 251 | 112.95
| Addressable Fire Alarm | Silent Knight 6000 Series Addressable Fire Alarm Systems | 005815RMK | CABINET ACCESSORY, 5815XL/6815 REMOTE MOUNTING KIT - RED | 212 | 95.4
| Addressable Fire Alarm | Silent Knight 6000 Series Addressable Fire Alarm Systems | 005815XL | SLC SLC LOOP EXPANDER | 820 | 369
| Addressable Fire Alarm | Silent Knight 6000 Series Addressable Fire Alarm Systems | 005824 | SERIAL/PARALLEL INTERFACE | 614 | 276.3
| Addressable Fire Alarm | Silent Knight 6000 Series Addressable Fire Alarm Systems | 005860TG | TRIM RING FOR USE W/ 5860 & RA-1000, GRAY | 82.5 | 37.12
| Addressable Fire Alarm | Silent Knight 6000 Series Addressable Fire Alarm Systems | 005860TR | TRIM RING FOR USE W/ 5860R & RA-1000R, RED | 82.5 | 37.12
| Addressable Fire Alarm | Silent Knight 6000 Series Addressable Fire Alarm Systems | 005865-3 | LED ANNUNCIATOR 15 ZONE | 835 | 375.75
| Addressable Fire Alarm | Silent Knight 6000 Series Addressable Fire Alarm Systems | 005865-4 | LED ANNUNCIATOR 15 ZONE W/SWITCHES | 920 | 414
| Addressable Fire Alarm | Silent Knight 6000 Series Addressable Fire Alarm Systems | 005880 | LED DRIVER MODULE WITH 8 INPUTS, FOR USE WITH 5820XL | 640 | 288
| Addressable Fire Alarm | Silent Knight 6000 Series Addressable Fire Alarm Systems | 005883 | RELAY DRIVER BOARD FOR USE WITH 5880 | 490 | 220.5
| Addressable Fire Alarm | Silent Knight 6000 Series Addressable Fire Alarm Systems | 005895XLCB | CABINET ASSEMBLY FOR THE 5895XL | 479 | 215.55
Discontinued | Addressable Fire Alarm | Silent Knight 6000 Series Addressable Fire Alarm Systems | 006700CB | DISCONTINUED
Discontinued | Addressable Fire Alarm | Silent Knight 6000 Series Addressable Fire Alarm Systems | 006808CB | DISCONTINUED
Discontinued | Addressable Fire Alarm | Silent Knight 6000 Series Addressable Fire Alarm Systems | 006820CB | DISCONTINUED
| Addressable Fire Alarm | Silent Knight 6000 Series Addressable Fire Alarm Systems | 054960 | PC BOARD ONLY 5496 | 920 | 414
| Addressable Fire Alarm | Silent Knight 6000 Series Addressable Fire Alarm Systems | 067000BD | SILENT KNIGHT 6700 REPLACEMENT BOARD | 1430 | 643.5
| Addressable Fire Alarm | Silent Knight 6000 Series Addressable Fire Alarm Systems | 068080BD | SILENT KNIGHT 6808 REPLACEMENT BOARD | 1790 | 805.5
| Addressable Fire Alarm | Silent Knight 6000 Series Addressable Fire Alarm Systems | 068200BD | SILENT KNIGHT 6820 REPLACEMENT BOARD | 2780 | 1251
| Addressable Fire Alarm | Silent Knight 6000 Series Addressable Fire Alarm Systems | 5815RMKB | CABINET ACCESSORY, 5815XL/6815 REMOTE MOUNTING KIT - BLACK | 235 | 105.75
| Addressable Fire Alarm | Silent Knight 6000 Series Addressable Fire Alarm Systems | DF-50 | DEADFRONT ACCESSORY FOR THE 5700 | 78 | 35.1
| Addressable Fire Alarm | Silent Knight 6000 Series Addressable Fire Alarm Systems | SK-F485C | SERIAL TO FIBER SBUS CONVERTER CARD | 970 | 436.5
| Addressable Fire Alarm | Silent Knight 6000 Series Addressable Fire Alarm Systems | SP-TR | SMALL PANEL TRIM RING FOR 5600, 005700, IFP-25, IFP-50, IFP-75 (RED) | 127 | 57.15
| Addressable Fire Alarm | Silent Knight 6000 Series Addressable Fire Alarm Systems | SP-TRB | SMALL PANEL TRIM RING FOR 5600, 005700, IFP-25, IFP-50, IFP-75 (BLACK) | 129 | 58.05
| Addressable Fire Alarm | Silent Knight Emergency Voice Systems | EVS-MIC | REPLACEMENT MICROPHONE FOR 5820XL-EVS or EVS-RCU | 320 | 144
New | Aspirating Smoke Detection (VESDA) | Clip Hole Identification System | F-PC-0 | Standard clip for aspirating holes 0.0 mm | 47 | 23.5
New | Aspirating Smoke Detection (VESDA) | Clip Hole Identification System | F-PC-2 | Standard clip for aspirating holes 2.0 mm | 47 | 23.5
New | Aspirating Smoke Detection (VESDA) | Clip Hole Identification System | F-PC-2.5 | Standard clip for aspirating holes 2.5 mm | 47 | 23.5
New | Aspirating Smoke Detection (VESDA) | Clip Hole Identification System | F-PC-3 | Standard clip for aspirating holes 3.0 mm | 47 | 23.5
New | Aspirating Smoke Detection (VESDA) | Clip Hole Identification System | F-PC-3.5 | Standard clip for aspirating holes 3.5 mm | 47 | 23.5
New | Aspirating Smoke Detection (VESDA) | Clip Hole Identification System | F-PC-4 | Standard clip for aspirating holes 4.0 mm | 47 | 23.5
New | Aspirating Smoke Detection (VESDA) | Clip Hole Identification System | F-PC-4.5 | Standard clip for aspirating holes 4.5 mm | 47 | 23.5
New | Aspirating Smoke Detection (VESDA) | Clip Hole Identification System | F-PC-5 | Standard clip for aspirating holes 5.0 mm | 47 | 23.5
New | Aspirating Smoke Detection (VESDA) | Clip Hole Identification System | F-PC-5.5 | Standard clip for aspirating holes 5.5 mm | 47 | 23.5
New | Aspirating Smoke Detection (VESDA) | Clip Hole Identification System | F-PC-6 | Standard clip for aspirating holes 6.0 mm | 47 | 23.5
New | Aspirating Smoke Detection (VESDA) | Clip Hole Identification System | F-PC-6.5 | Standard clip for aspirating holes 6.5 mm | 47 | 23.5
New | Aspirating Smoke Detection (VESDA) | Clip Hole Identification System | F-PC-HE-2 | Special clip for aspirating holes 2.0 mm | 105 | 52.5
New | Aspirating Smoke Detection (VESDA) | Clip Hole Identification System | F-PC-HE-2.5 | Special clip for aspirating holes 2.5 mm | 105 | 52.5
New | Aspirating Smoke Detection (VESDA) | Clip Hole Identification System | F-PC-HE-3 | Special clip for aspirating holes 3.0 mm | 105 | 52.5
New | Aspirating Smoke Detection (VESDA) | Clip Hole Identification System | F-PC-HE-3.5 | Special clip for aspirating holes 3.5 mm | 105 | 52.5
New | Aspirating Smoke Detection (VESDA) | Clip Hole Identification System | F-PC-HE-4 | Special clip for aspirating holes 4.0 mm | 105 | 52.5
New | Aspirating Smoke Detection (VESDA) | Clip Hole Identification System | F-PC-HE-4.5 | Special clip for aspirating holes 4.5 mm | 105 | 52.5
New | Aspirating Smoke Detection (VESDA) | Clip Hole Identification System | F-PC-HE-5 | Special clip for aspirating holes 5.0 mm | 105 | 52.5
New | Aspirating Smoke Detection (VESDA) | Clip Hole Identification System | F-PC-HE-5.5 | Special clip for aspirating holes 5.5 mm | 105 | 52.5
New | Aspirating Smoke Detection (VESDA) | Clip Hole Identification System | F-PC-HE-6 | Special clip for aspirating holes 6.0 mm | 105 | 52.5
New | Aspirating Smoke Detection (VESDA) | Clip Hole Identification System | F-PC-HE-6.5 | Special clip for aspirating holes 6.5 mm | 105 | 52.5
| Aspirating Smoke Detection (VESDA) | Configure Your Sub Rack | VSR-0 | Blank Plate | No Charge | No Charge
| Aspirating Smoke Detection (VESDA) | Configure Your Sub Rack | VSR-000 | SubRack, ADD for each SubRack assembly | No Charge | No Charge
| Aspirating Smoke Detection (VESDA) | Configure Your Sub Rack | VSR-0000 | VSR - 0000 SubRack | No Charge | No Charge
| Aspirating Smoke Detection (VESDA) | Configure Your Sub Rack | VSR-1 | Programmer with remote termination card - no relays | 1900 | 950
| Aspirating Smoke Detection (VESDA) | Configure Your Sub Rack | VSR-2 | Standard display with 7 relay remote termination card | 2150 | 1075
| Aspirating Smoke Detection (VESDA) | Configure Your Sub Rack | VSR-3 | VESDAnet Socket | 1150 | 575
| Aspirating Smoke Detection (VESDA) | Configure Your Sub Rack | VSR-4 | Scanner display with 7 relay remote termination card | 2150 | 1075
| Aspirating Smoke Detection (VESDA) | Configure Your Sub Rack | VSR-5 | (DRP) 7 relay remote termination card and relay processor | 1400 | 700
| Aspirating Smoke Detection (VESDA) | Configure Your Sub Rack | VSR-6 | Standard display with remote termination card - no relays | 1900 | 950
| Aspirating Smoke Detection (VESDA) | Configure Your Sub Rack | VSR-7 | Scanner display with remote termination card - no relays | 1900 | 950
| Aspirating Smoke Detection (VESDA) | Configure Your Sub Rack | VSR-8 | Scanner display with 12 relay remote termination card | 2350 | 1175
| Aspirating Smoke Detection (VESDA) | Configure Your Sub Rack | VSR-9 | (DRP) 12 relay remote termination card and relay processor | 1600 | 800
| Aspirating Smoke Detection (VESDA) | Configure Your Sub Rack | VSR-J | VLC VN display with 7 relays | 1750 | 875
| Aspirating Smoke Detection (VESDA) | Configure Your Sub Rack | VSR-K | VLC VN display with no relays | 1500 | 750
| Aspirating Smoke Detection (VESDA) | Configure Your Sub Rack | VSR-Q | VLI display with relays | 2150 | 1075
| Aspirating Smoke Detection (VESDA) | Configure Your Sub Rack | VSR-T | VLI display with no relays | 1900 | 950
| Aspirating Smoke Detection (VESDA) | Configure Your Sub Rack | VSR-V | VLF display with 7 relays | 2150 | 1075
| Aspirating Smoke Detection (VESDA) | Demo Kits (Limit ONE kit per order) | VKT-020 | VESDA VLF - 250 Demo unit only, Demo unit with power connector plug installed and short length of pipe, elbow, end cap and two pipe labels. | 2900 | 1450
| Aspirating Smoke Detection (VESDA) | Demo Kits (Limit ONE kit per order) | VKT-020-US | VESDA VLF VKT - 020 Sales Demo Kit includes VLF - 250 | 3150 | 1575
| Aspirating Smoke Detection (VESDA) | Demo Kits (Limit ONE kit per order) | VKT-050 | VESDA VLF - 500 Demo unit only, Demo unit with power connector plug installed and short length of pipe, elbow, end cap and two pipe labels. | 3500 | 1750
| Aspirating Smoke Detection (VESDA) | Demo Kits (Limit ONE kit per order) | VKT-050-US | VESDA VLF VKT - 050 Sales Demo Kit includes VLF - 500 | 3850 | 1925
| Aspirating Smoke Detection (VESDA) | Demo Kits (Limit ONE kit per order) | VKT-301 | OSID Demo kit consisting of 2 X OSE-SPW (fitted with alkaline batteries), 1 X OSI-90, 1 X OSID-INST, fitted in a carry case with mounting plates | 3850 | 1925
| Aspirating Smoke Detection (VESDA) | Demo Kits (Limit ONE kit per order) | VKT-601 | VESDA ECO Demonstration Kit (excludes test gas) 1 x VESDA VLF-250 1 x VESDA ECO (O2 and CO) Sensor Part Number: ECO-D-B-31-41 110/220V Power supply Strobe and Fan with LED indicator Pre-assembled cabling (including USB cable) Sampling pipes (including elbow joint) VSC software in CD Carrying case | 4250 | 2125
| Aspirating Smoke Detection (VESDA) | Demo Kits (Limit ONE kit per order) | VKT-800 | VEU Demo Kit: Instructions /VEU / Samsung Tablet / Pipe / Router / Router Cable / Power Brick / Power Cord / Screw driver for cover release | 12500 | 6250
| Aspirating Smoke Detection (VESDA) | Demo Kits (Limit ONE kit per order) | VKT-855 | VESDA-E VES Demo Kit | 14000 | 7000
| Aspirating Smoke Detection (VESDA) | Demo Kits (Limit ONE kit per order) | VKT-900 | VESDA-E VEA Demo Unit | 11800 | 5900
| Aspirating Smoke Detection (VESDA) | Demo Kits (Limit ONE kit per order) | VKT-HIGH AIRFLOW | High Airflow Demo Kit: A spot detector is mounted under the hood below a perforated grill that contains a VESDA sampling point. Flexible tubing connects a VESDA VLF Demo detector (not included) and the Demo Unit. * Add-on to VLP, VLF, VEU demos | 1500 | 750
| Aspirating Smoke Detection (VESDA) | Demo Kits (Limit ONE kit per order) | VTT-10000-USA | VESDA Test Transformer (Wire Burner): Previously known as the Hot Wire Test, this power supply unit is used to test VESDA equipment. The unit provides 6VAC output from 220 - 240VAC or 110 - 120VAC supply. A timer is incorporated to provide a selectable burn period of up to 3 minutes. | 870 | 435
| Aspirating Smoke Detection (VESDA) | E Series (VEA) Detector | VEA-040-A00 | VESDA-E VEA-40 Aspirating Smoke Detector with LEDs | 9200 | 4600
| Aspirating Smoke Detection (VESDA) | E Series (VEA) Detector | VEA-040-A10 | VESDA-E VEA-40 Aspirating Smoke Detector with 3.5” Display | 10200 | 5100
| Aspirating Smoke Detection (VESDA) | E Series (VEA) Detector | VER-A40-40-STX | VESDA-E VEA 40-Relay Local StaX | 2450 | 1225
| Aspirating Smoke Detection (VESDA) | E Series (VEA) Detector | VSP-1000 | VESDA-E VEA 6mm to 4mm Reducer. Enter quantity in number of pieces required. Sold in pack of 10. Price shown per pack | 155 | 77.5
| Aspirating Smoke Detection (VESDA) | E Series (VEA) Detector | VSP-1001 | VESDA-E VEA 6mm to 6mm Joiner Straight. Enter quantity in number of pieces required. Sold in pack of 10. Price shown per pack | 83 | 41.5
| Aspirating Smoke Detection (VESDA) | E Series (VEA) Detector | VSP-1002 | VESDA-E VEA 4mm to 4mm Joiner Straight. Enter quantity in number of pieces required. Sold in pack of 10. Price shown per pack | 110 | 55
| Aspirating Smoke Detection (VESDA) | E Series (VEA) Detector | VSP-1003 | VESDA-E VEA 6mm to 6mm Joiner Right Angle. Enter quantity in number of pieces required. Sold in pack of 10. Price shown per pack | 89 | 44.5
| Aspirating Smoke Detection (VESDA) | E Series (VEA) Detector | VSP-1004 | VESDA-E VEA 4mm to 4mm Joiner Right Angle. Enter quantity in number of pieces required. Sold in pack of 10. Price shown per pack | 125 | 62.5
| Aspirating Smoke Detection (VESDA) | E Series (VEA) Detector | VSP-970 | VESDA-E VEA-20 or VEA-40 Mounting Bracket | 100 | 50
| Aspirating Smoke Detection (VESDA) | E Series (VEA) Detector | VSP-971 | VESDA-E VEA-40 Smoke Sensor Module | 2500 | 1250
| Aspirating Smoke Detection (VESDA) | E Series (VEA) Detector | VSP-972 | VESDA-E VEA Filter | 125 | 62.5
| Aspirating Smoke Detection (VESDA) | E Series (VEA) Detector | VSP-973 | VESDA-E VEA Pump | 2500 | 1250
| Aspirating Smoke Detection (VESDA) | E Series (VEA) Detector | VSP-974 | VESDA-E VEA Rotary Valve | 3000 | 1500
| Aspirating Smoke Detection (VESDA) | E Series (VEA) Detector | VSP-975 | VESDA-E VEA LED Front Panel | 880 | 440
| Aspirating Smoke Detection (VESDA) | E Series (VEA) Detector | VSP-976 | VESDA-E VEA 3.5” Display Front Panel | 1700 | 850
| Aspirating Smoke Detection (VESDA) | E Series (VEA) Detector | VSP-977 | VESDA-E VEA Filter (10 Pack) | 880 | 440
| Aspirating Smoke Detection (VESDA) | E Series (VEA) Detector | VSP-978 | VEA Sample Point Head Removal Key (10 Pack) | 65 | 32.5
| Aspirating Smoke Detection (VESDA) | E Series (VEA) Detector | VSP-979 | VEA M/bore Tube Cutter Pack 3 | 130 | 65
| Aspirating Smoke Detection (VESDA) | E Series (VEA) Detector | VSP-980-B | VESDA-E VEA 6mm Black Sampling Point | 29 | 14.5
| Aspirating Smoke Detection (VESDA) | E Series (VEA) Detector | VSP-980-W | VESDA-E VEA 6mm Standard Sampling Point | 19.5 | 9.75
| Aspirating Smoke Detection (VESDA) | E Series (VEA) Detector | VSP-980-W22 | VESDA-E VEA Standard Sampling Point for 6mm Tube, pack of 22 | 385.02 | 192.51
| Aspirating Smoke Detection (VESDA) | E Series (VEA) Detector | VSP-981-B | VESDA-E VEA 4mm Black Sampling Point | 29 | 14.5
| Aspirating Smoke Detection (VESDA) | E Series (VEA) Detector | VSP-981-B22 | VESDA-E VEA 4mm Black Sampling Point, pack of 22 | 650 | 325
| Aspirating Smoke Detection (VESDA) | E Series (VEA) Detector | VSP-981-W | VESDA-E VEA 4mm Standard Sampling Point | 19.5 | 9.75
| Aspirating Smoke Detection (VESDA) | E Series (VEA) Detector | VSP-981-W22 | VESDA-E VEA 4mm Standard Sampling Point, pack of 22 | 385.02 | 192.51
| Aspirating Smoke Detection (VESDA) | E Series (VEA) Detector | VSP-982-B | VESDA-E VEA 6mm Surface Mount Black Sampling Point | 26 | 13
| Aspirating Smoke Detection (VESDA) | E Series (VEA) Detector | VSP-982-B22 | VESDA-E VEA 6mm Surface Mount Sampling Point, pack of 22 | 650 | 325
| Aspirating Smoke Detection (VESDA) | E Series (VEA) Detector | VSP-982-W | VESDA-E VEA 6mm Surface Mount White Sampling Point | 19.5 | 9.75
| Aspirating Smoke Detection (VESDA) | E Series (VEA) Detector | VSP-982-W22 | VESDA-E VEA 6mm Surface Mount White Sampling Point, pack of 22 | 385.02 | 192.51
| Aspirating Smoke Detection (VESDA) | E Series (VEA) Detector | VSP-983-B | VESDA-E VEA 4mm Surface Mount Black Sampling Point | 25.5 | 12.75
| Aspirating Smoke Detection (VESDA) | E Series (VEA) Detector | VSP-983-W | VESDA-E VEA 4mm Surface Mount Sampling Point | 18.76 | 9.38
Discontinued | Aspirating Smoke Detection (VESDA) | E Series (VEA) Detector | VSP-990 | Xtralis 6mm Microbore Tube - Enter quantity in in linear feet required. Sold in 1000 ft roll, Price shown is per roll.
New | Aspirating Smoke Detection (VESDA) | E Series (VEA) Detector | VSP-990-330 | Xtralis 6mm Microbore Tube - Enter quantity in linear feet required. Sold in 330 ft roll, Price shown is per roll. | 130 | 65
| Aspirating Smoke Detection (VESDA) | E Series (VEA) Detector | VSP-991 | Xtralis 4mm Microbore Tube - Enter quantity in in linear feet required. Sold in 500 ft roll, Price shown is per roll. | 385.02 | 192.51
| Aspirating Smoke Detection (VESDA) | E Series (VEA) Detector | VSP-998 | VESDA-E VEA Blanking Plug 6mm. Enter quantity in number of pieces required. Sold in pack of 50. Price shown per pack | 89 | 44.5
| Aspirating Smoke Detection (VESDA) | E Series (VEP) Detector | VEP-A00-1P | VEP WITH LEDs, 1 PIPE | 5500 | 2750
| Aspirating Smoke Detection (VESDA) | E Series (VEP) Detector | VEP-A00-P | VEP with LEDs | 7700 | 3850
| Aspirating Smoke Detection (VESDA) | E Series (VEP) Detector | VEP-A10-P | VEP with 3.5" Display | 8500 | 4250
| Aspirating Smoke Detection (VESDA) | E Series (VEP) Detector | VES-A00-P | VESDA-E VES with LED display and 4 pipes, covers up to 21,520 sq.ft (2,000 sq.m) area. | 12500 | 6250
| Aspirating Smoke Detection (VESDA) | E Series (VEP) Detector | VES-A10-P | VESDA-E VES with 3.5 inch display with 4 pipes, covers up to 21,520 sq.ft (2,000 sq.m) area | 13500 | 6750
| Aspirating Smoke Detection (VESDA) | E Series (VEU) Detector | VEU-A00 | VESDA-E VEU with LED's | 10600 | 5300
| Aspirating Smoke Detection (VESDA) | E Series (VEU) Detector | VEU-A10 | VESDA-E VEU with 3.5" Display | 11700 | 5850
| Aspirating Smoke Detection (VESDA) | E Series (VEU) Detector | VSP-960 | VESDA E SERIES MOUNTING BRACKET | 72 | 36
| Aspirating Smoke Detection (VESDA) | E Series (VEU) Detector | VSP-961 | VESDA-E VEU Imperial Pipe Adaptor (for exhaust) | 66 | 33
| Aspirating Smoke Detection (VESDA) | E Series (VEU) Detector | VSP-962 | VESDA-E SERIES FILTER | 155 | 77.5
| Aspirating Smoke Detection (VESDA) | E Series (VEU) Detector | VSP-963 | VESDA-E SERIES ASPIRATOR | 900 | 450
| Aspirating Smoke Detection (VESDA) | E Series (VEU) Detector | VSP-964 | VESDA-E SERIES SMOKE DETECTION CHAMBER | 2950 | 1475
| Aspirating Smoke Detection (VESDA) | E Series (VEU) Detector | VSP-965 | VESDA-E SERIES SAMPLING MODULE | 720 | 360
| Aspirating Smoke Detection (VESDA) | Focus (VLF) Detector Configurations | VIC-010 | VESDAnet Network Interface Card The VESDAnet Interface Card (VN Card) is a simple interface card for the range of VESDA VLF smoke detectors. The VN Card provides seamless VESDAnet communication from the detector to other VESDAnet devices, including configuration and monitoring tools. | 620 | 310
| Aspirating Smoke Detection (VESDA) | Focus (VLF) Detector Configurations | VIC-020 | VESDAnet Interface Card. The VESDAnet Interface Card (VN Card) is a simple interface card for the range of VESDA LaserFOCUS (VLF) smoke detectors. The VN Card provides seamless VESDAnet communication from the detector to other VESDAnet devices, including configuration and monitoring tools. Provides Additional 2 relays & General Purpose Output (GPI) | 470 | 235
| Aspirating Smoke Detection (VESDA) | Focus (VLF) Detector Configurations | VIC-030 | VESDAnet Interface Card. The VESDAnet Interface Card (VN Card) is a simple interface card for the range of VESDA LaserFOCUS (VLF) smoke detectors. The VN Card provides seamless VESDAnet communication from the detector to other VESDAnet devices, including configuration and monitoring tools. Same as above, plus 3rd relay or Powered Output (MPO) | 550 | 275
| Aspirating Smoke Detection (VESDA) | Focus (VLF) Detector Configurations | VLF-250 | VESDA LaserFOCUS(250), compatible with the entire family of VESDA Laser products (VLP, VLS, VLC, etc...). Adjustable sensitivity range is 0.008 - 6% ro 6.4 /Ft. Obs., Built - in Circular Display, 3 Levels of Alarm provided. | 2900 | 1450
| Aspirating Smoke Detection (VESDA) | Focus (VLF) Detector Configurations | VLF-500 | VESDA LaserFOCUS (500), compatible with the entire family of VESDA Laser products (VLP, VLS, VLC, etc...). Adjustable sensitivity range is 0.008 - 6% ro 6.4 /Ft. Obs., Built - in Circular Display, 3 Levels of Alarm provided. Use for areas up to 5000 square feet. | 3600 | 1800
| Aspirating Smoke Detection (VESDA) | Focus (VLF) Detector Configurations | VSPEXHAUST | Exhaust Deflector, Grey, for use with VLF | 21 | 10.5
New | Aspirating Smoke Detection (VESDA) | Li-Ion Tamer | LT-ACC-BKT-PK5 | Sensor Mount Kit Spare - 5BKT 10NUT | 139 | 69.5
New | Aspirating Smoke Detection (VESDA) | Li-Ion Tamer | LT-ACC-CCL-1 | 1' Controller Daisy Chain Cable (RJ45 Grey) | 9.67 | 7.25
New | Aspirating Smoke Detection (VESDA) | Li-Ion Tamer | LT-ACC-CCL-100 | 100' Ctrl Daisy Chain Cable (RJ45 Grey) | 152 | 76
New | Aspirating Smoke Detection (VESDA) | Li-Ion Tamer | LT-ACC-CCL-25 | 25' Controller Daisy Chain Cable (RJ45 Grey) | 30.33 | 22.75
New | Aspirating Smoke Detection (VESDA) | Li-Ion Tamer | LT-ACC-CCL-3 | 3' Controller Daisy Chain Cable (RJ45 Grey) | 11.67 | 8.75
New | Aspirating Smoke Detection (VESDA) | Li-Ion Tamer | LT-ACC-CCL-50 | 50' Ctrl Daisy Chain Cable (RJ45 Grey) | 71 | 35.5
New | Aspirating Smoke Detection (VESDA) | Li-Ion Tamer | LT-ACC-DCL | 10' Digital Output Cable | 102 | 76.5
New | Aspirating Smoke Detection (VESDA) | Li-Ion Tamer | LT-ACC-IPA | MODBUS TCP/IP Adapter | 820 | 615
New | Aspirating Smoke Detection (VESDA) | Li-Ion Tamer | LT-ACC-MCL-100 | 100' Monitoring Sensor Cable (RJ45 Black) | 152 | 76
New | Aspirating Smoke Detection (VESDA) | Li-Ion Tamer | LT-ACC-MCL-25 | 25' Monitoring Sensor Cable (RJ45 Black) | 25.33 | 19
New | Aspirating Smoke Detection (VESDA) | Li-Ion Tamer | LT-ACC-MCL-50 | 50' Monitoring Sensor Cable (RJ45 Black) | 47.33 | 35.5
New | Aspirating Smoke Detection (VESDA) | Li-Ion Tamer | LT-ACC-OEM | OEM Board | 686.67 | 515
New | Aspirating Smoke Detection (VESDA) | Li-Ion Tamer | LT-ACC-PCL | 10' Power Cable | 47.33 | 35.5
New | Aspirating Smoke Detection (VESDA) | Li-Ion Tamer | LT-ACC-RCL-100 | 100' Reference Sensor Cable (RJ45 Blue) | 102 | 76.5
New | Aspirating Smoke Detection (VESDA) | Li-Ion Tamer | LT-ACC-RCL-25 | 25' Reference Sensor Cable (RJ45 Blue) | 25.33 | 19
New | Aspirating Smoke Detection (VESDA) | Li-Ion Tamer | LT-ACC-RCL-50 | 50' Reference Sensor Cable (RJ45 Blue) | 47.33 | 35.5
New | Aspirating Smoke Detection (VESDA) | Li-Ion Tamer | LT-ACC-RLY | Form C Relay | 99.33 | 74.5
New | Aspirating Smoke Detection (VESDA) | Li-Ion Tamer | LT-ACC-SCL-MF | 6' MODBUS Serial Cable M-F | 17.5 | 8.75
New | Aspirating Smoke Detection (VESDA) | Li-Ion Tamer | LT-ACC-TST | DEC Bump Test Bottle | 168 | 126
New | Aspirating Smoke Detection (VESDA) | Li-Ion Tamer | LT-CTR-C-HON | Combined controller | 2280 | 1710
New | Aspirating Smoke Detection (VESDA) | Li-Ion Tamer | LT-SEN-M | Monitoring sensor | 1030 | 515
New | Aspirating Smoke Detection (VESDA) | Li-Ion Tamer | LT-SEN-R | Reference sensor | 686.67 | 515
| Aspirating Smoke Detection (VESDA) | OSID by Xtralis | OSE-ACF | Anti-condensation film for Emitter - 10 units | 225.02 | 112.51
| Aspirating Smoke Detection (VESDA) | OSID by Xtralis | OSEH-ACF | Anti-condensation film for OSID-EH housings - 10 units | 850 | 425
| Aspirating Smoke Detection (VESDA) | OSID by Xtralis | OSE-HP-01 | Emitter -High Power, Battery | 570 | 285
| Aspirating Smoke Detection (VESDA) | OSID by Xtralis | OSE-HPW-L8 | Emitter - High Power, Wired | 1130 | 565
| Aspirating Smoke Detection (VESDA) | OSID by Xtralis | OSE-RBA | Emitter spare battery Alkaline | 110 | 55
New | Aspirating Smoke Detection (VESDA) | OSID by Xtralis | OSE-RBL | Emitter - Lithium battery exchange unit | 233.33 | 105
| Aspirating Smoke Detection (VESDA) | OSID by Xtralis | OSE-SP-L8 | Emitter - Standard Power | 510 | 255
| Aspirating Smoke Detection (VESDA) | OSID by Xtralis | OSE-SPW-L8 | Emitter - Standard Power, Wired | 510.02 | 255.01
| Aspirating Smoke Detection (VESDA) | OSID by Xtralis | OSI-10-L8 | OSID Imager - 7º Coverage, 24VDC | 1060 | 530
| Aspirating Smoke Detection (VESDA) | OSID by Xtralis | OSI-90-L8 | IMAGER - 80º Coverage | 1090 | 545
| Aspirating Smoke Detection (VESDA) | OSID by Xtralis | OSID-EHE | Aspirating IP65 Emitter Environ Hsng | 290 | 145
| Aspirating Smoke Detection (VESDA) | OSID by Xtralis | OSID-EHI | Aspirating IP65 IMAGER Environ Hsng | 370 | 185
| Aspirating Smoke Detection (VESDA) | OSID by Xtralis | OSID-INST | OSID Installation Kit. Incl: Laser Alignment Tool, Test Filter, PC Cable, Cleaning Cloth, Manual | 350.02 | 175.01
| Aspirating Smoke Detection (VESDA) | OSID by Xtralis | OSID-SK | Starter kit including OSI-10, OSE-SP-01 and OSID-INST | 1500 | 750
| Aspirating Smoke Detection (VESDA) | OSID by Xtralis | OSID-WG | Aspirating Wire Guard | 85 | 42.5
| Aspirating Smoke Detection (VESDA) | OSID by Xtralis | OSI-LS | Light Shield for OSI-10 | 78 | 39
| Aspirating Smoke Detection (VESDA) | OSID by Xtralis | OSP-001 | FTDI Cable 1.5m | 90 | 45
| Aspirating Smoke Detection (VESDA) | OSID by Xtralis | OSP-002 | Laser Alignment tool | 135.02 | 67.51
| Aspirating Smoke Detection (VESDA) | OSID by Xtralis | OSP-003 | Acrylic Test Filter - 10 pack | 135 | 67.5
| Aspirating Smoke Detection (VESDA) | OSID by Xtralis | OSP-003-200 | Acrylic Test Filter-bulk pack 200 units | 2150 | 1075
| Aspirating Smoke Detection (VESDA) | OSID by Xtralis | OSP-004 | Test filter 10 pack | 190 | 95
| Aspirating Smoke Detection (VESDA) | Pipe & Fittings | CAP-KIT | Connector kit for miniature sampling point and Capillary Tube arrangement. Includes (1) Male Connector, (1/2” thread X 1/2” OD Compression) and (1) Female Connector, (1/2” OD Compression). (Brass) | 37 | 18.5
| Aspirating Smoke Detection (VESDA) | Pipe & Fittings | E700-CAPKIT | Connector kit for miniature sampling point and Capillary Tube arrangement. Includes (1) Male Connector, (1/2” thread X 1/2” OD Compression) and (1) Female Connector, (1/2” OD Compression). (Plastic) | 26 | 13
New | Aspirating Smoke Detection (VESDA) | Pipe & Fittings | E700-FIL-ASSY | External Filter Assembly | 290 | 145
| Aspirating Smoke Detection (VESDA) | Pipe & Fittings | E700-SP | Miniature Sampling Point | 21.5 | 10.75
| Aspirating Smoke Detection (VESDA) | Pipe & Fittings | E700-SP-DCL | Sampling Point Decal; Wrap Around Style - 200 per roll. Place center area over sampling point and wrap decal around diameter of pipe. (Old P/N E700 - SP - DCL - A) | 115 | 57.5
| Aspirating Smoke Detection (VESDA) | Pipe & Fittings | E700-SP-DCLPIPE | Sampling Pipe Labels - 35 Per Roll. | 21.5 | 10.75
| Aspirating Smoke Detection (VESDA) | Pipe & Fittings | E700-SP-DCL-PNT | Round Style Point Labels - 50 per roll, White | 21.5 | 10.75
| Aspirating Smoke Detection (VESDA) | Pipe & Fittings | E700-SPLG | Miniature Sampling Point Label, Round Style - 12 per sheet Grey | 31 | 15.5
| Aspirating Smoke Detection (VESDA) | Pipe & Fittings | E700-SPLR | Miniature Sampling Point Label, Round Style - 12 per sheet Red | 31 | 15.5
| Aspirating Smoke Detection (VESDA) | Pipe & Fittings | E700-TUBE | Polyethylene tubing, Black. 1/2” OD X 3/8” ID, FPE rated. 50 feet of tubing per roll | 205 | 102.5
| Aspirating Smoke Detection (VESDA) | Pipe & Fittings | PIP-015 | Flush Sampling Point (not pictured) | 54 | 27
| Aspirating Smoke Detection (VESDA) | Pipe & Fittings | TUBING-250 | Polyethylene tubing, Black. 1/2” OD X 3/8” ID, FPE rated. 250 feet of tubing per roll | 510 | 255
| Aspirating Smoke Detection (VESDA) | Pipe & Fittings | VP-BV | 3/4" 2-way Ball Valve, sold in boxes of 10 | 115 | 57.5
| Aspirating Smoke Detection (VESDA) | Pipe & Fittings | VP-CEMENT | Solvent Cement, One (1) Pint. Average capacity is 100 joints to one pint. GROUND SHIPMENT ONLY. NOT AVAILABLE IN CANADA OR LATIN AMERICA. | 47.5 | 23.75
| Aspirating Smoke Detection (VESDA) | Pipe & Fittings | VP-CLIP-US | 3/4" pipe support clamp (required for each 5 feet of pipe). Enter quantity in number of pieces required for project. Sold in box quantities of 50. Price shown per box. | 195 | 97.5
| Aspirating Smoke Detection (VESDA) | Pipe & Fittings | VP-COUP | Coupling, 3/4” , Socket to Socket CPVC Couplings, Box of 15 | 40 | 20
| Aspirating Smoke Detection (VESDA) | Pipe & Fittings | VP-CUTTER | CPVC Pipe Cutters. Cuts up to 1 1/2” pipe | 280 | 140
| Aspirating Smoke Detection (VESDA) | Pipe & Fittings | VP-EC | End Cap, 3/4” CPVC, Box of 25 | 43 | 21.5
| Aspirating Smoke Detection (VESDA) | Pipe & Fittings | VP-ELB-45 | Elbow - 45 Degree, 3/4”, Socket to Socket, 45 degree CPVC Elbow, Box of 10 | 38.5 | 19.25
| Aspirating Smoke Detection (VESDA) | Pipe & Fittings | VP-ELB-90 | Elbow - 90 Degree, 3/4”, Socket to Socket, 90 degree CPVC Elbow, Box of 20 | 56 | 28
| Aspirating Smoke Detection (VESDA) | Pipe & Fittings | VP-P-210 | VESDA Pipe - Imprinted with “Smoke Detector Sampling Tube - DO NOT DISTURB” along its length on opposite sides at 18” intervals. Kits come with 15ft lengths of 3/4” Orange CPVC pipe. Box of 14 pieces (210 feet total) | 510 | 255
| Aspirating Smoke Detection (VESDA) | Pipe & Fittings | VP-P-420 | VESDA Pipe - Imprinted with “Smoke Detector Sampling Tube - DO NOT DISTURB” along its length on opposite sides at 18” intervals. Kits come with 15ft lengths of 3/4” Orange CPVC pipe. Box of 28 Pieces (420 feet total) | 1050 | 525
| Aspirating Smoke Detection (VESDA) | Pipe & Fittings | VP-TEE | Pipe Tees, 3/4” CPVC Pipe Tees. Equal. Box of 15 (List Price per Tee $1.86) Sold in Kits only | 56 | 28
| Aspirating Smoke Detection (VESDA) | Pipe & Fittings | VP-TEE-FPT | Tee, Box of 10, 3/4” X 1/2” FPT. Sold in Kits Only | 91 | 45.5
| Aspirating Smoke Detection (VESDA) | Pipe & Fittings | VP-UNION | Socket Union, 3/4” CPVC Union, Box of 10 | 76 | 38
| Aspirating Smoke Detection (VESDA) | Power Supplies & Components | VBC-001 | Battery Cabinet (Holds 4 Batteries) | 335 | 167.5
| Aspirating Smoke Detection (VESDA) | Power Supplies & Components | VBT-012 | Battery, Sealed, Lead Acid, 12VDC, 12 Amp/Hour (2 Required per Detector). | 205 | 102.5
| Aspirating Smoke Detection (VESDA) | Power Supplies & Components | VPS-100CN-120 | Powers one VFT-15 unit and accessories (VFT Remote display, etc…). Requires battery calculation to determine required battery capacity for standby power purposes. Enclosure supports two 12 V, 12 AH batteries. | 1100 | 550
| Aspirating Smoke Detection (VESDA) | Power Supplies & Components | VPS-100US-120 | Power Supply, Single Zone, with Housing. Powers up to 5 remote (single box) units or 1 Remote 19” subrack, or 2 LaserCOMPACT units, or 1 LaserPLUS, LaserFOCUS or LaserSCANNER unit. VPS - 100US - XXX requires (2) 12 VDC, 12 Amp/hour batteries. 120 VAC version | 780 | 390
| Aspirating Smoke Detection (VESDA) | Power Supplies & Components | VPS-100US-220 | Power Supply, Single Zone, with Housing. Powers up to 5 remote (single box) units or 1 Remote 19” subrack, or 2 LaserCOMPACT units, or 1 LaserPLUS, LaserFOCUS or LaserSCANNER unit. VPS - 100US - XXX requires (2) 12 VDC, 12 Amp/hour batteries. 220 VAC version | 780 | 390
| Aspirating Smoke Detection (VESDA) | Power Supplies & Components | VPS-300US-120 | Power Supply, Multi Zone with Housing, includes Battery Cabinet. Consist of VPS - 100US - XXX and Battery Cabinet VBC - 001. Holds up to (6) 12 VDC, 12 Amp/hour batteries(maximum) and 4 batteries (minimum). With Four batteries - Each VPS - 300US - XXX combination supports up to 10 Remote single box units, or 2 Remote 19” subracks, or 4 LaserCOMPACT units or 2 LaserPLUS or LaserSCANNER units. With Six batteries - Each VPS - 300US - XXX combination supports up to 15 Remote single box units, or 3 Remote 19” subracks, or 6 LaserCOMPACT units or 3 LaserPLUS, LaserFOCUS or LaserSCANNER units. 120 VAC Version | 1200 | 600
| Aspirating Smoke Detection (VESDA) | Power Supplies & Components | VPS-300US-220 | Power Supply, Multi Zone with Housing, includes Battery Cabinet. Consist of VPS - 100US - XXX and Battery Cabinet VBC - 001. Holds up to (6) 12 VDC, 12 Amp/hour batteries(maximum) and 4 batteries (minimum). With Four batteries - Each VPS - 300US - XXX combination supports up to 10 Remote single box units, or 2 Remote 19” subracks, or 4 LaserCOMPACT units or 2 LaserPLUS or LaserSCANNER units. With Six batteries - Each VPS - 300US - XXX combination supports up to 15 Remote single box units, or 3 Remote 19” subracks, or 6 LaserCOMPACT units or 3 LaserPLUS, LaserFOCUS or LaserSCANNER units. 220 VAC Version | 1200 | 600
| Aspirating Smoke Detection (VESDA) | Power Supplies & Components | VPS-400US-48 | 48 VDC Multi Zone Power Supply with Housing. Powers up to 4 units. | 1800 | 900
| Aspirating Smoke Detection (VESDA) | Power Supplies & Components | VPS-VEA-115UL | VESDA-E VEA Power Supply StaX (UL), 120VAC | 1250 | 625
| Aspirating Smoke Detection (VESDA) | Power Supplies & Components | VPS-VEA-230UL | VESDA-E VEA Power Supply StaX (UL), 220VAC | 1250 | 625
| Aspirating Smoke Detection (VESDA) | Remote Mount Configuration (Single Box) | VRT-000 | Remote Mounting Single Box with escutcheon only (Blank Plate and Termination Card not included) | 250.02 | 125.01
| Aspirating Smoke Detection (VESDA) | Remote Mount Configuration (Single Box) | VRT-100 | Programmer, includes remote termination card. No relays. | 1900 | 950
| Aspirating Smoke Detection (VESDA) | Remote Mount Configuration (Single Box) | VRT-200 | Display, LaserPLUS and LaserFOCUS with a remote termination card. With 7 Relays (for VESDA LaserPLUS) | 2050 | 1025
| Aspirating Smoke Detection (VESDA) | Remote Mount Configuration (Single Box) | VRT-300 | VESDAnet Socket | 1050 | 525
| Aspirating Smoke Detection (VESDA) | Remote Mount Configuration (Single Box) | VRT-400 | Display, Scanner Version with a remote termination card. With 7 relays | 2050 | 1025
| Aspirating Smoke Detection (VESDA) | Remote Mount Configuration (Single Box) | VRT-500 | Remote Termination and Relay Processor Card with blank plate, in remote mounting box. With 7 relays for VLP, VLF, or VLC | 1500 | 750
| Aspirating Smoke Detection (VESDA) | Remote Mount Configuration (Single Box) | VRT-501 | Remote Termination and Relay Processor Card with blank plate, in remote mounting box. With 7 relays for VLS | 1500 | 750
| Aspirating Smoke Detection (VESDA) | Remote Mount Configuration (Single Box) | VRT-600 | Display, LaserPLUS and LaserFOCUS with a remote termination card. Without Relays (for VESDA LaserPLUS) | 1850 | 925
| Aspirating Smoke Detection (VESDA) | Remote Mount Configuration (Single Box) | VRT-700 | Display, Scanner Version with a remote termination card. Without relays | 1850 | 925
| Aspirating Smoke Detection (VESDA) | Remote Mount Configuration (Single Box) | VRT-800 | Display, Scanner Version with a remote termination card. With 12 relays | 2300 | 1150
| Aspirating Smoke Detection (VESDA) | Remote Mount Configuration (Single Box) | VRT-900 | VLS Remote Termination and Rlay Processor Card, 12 Relays with blank plate, in remote mounting box. Equipped with 12 Relays for VLS. | 1850 | 925
| Aspirating Smoke Detection (VESDA) | Remote Mount Configuration (Single Box) | VRT-J00 | Display, Compact Version. With 7 Relays | 2100 | 1050
| Aspirating Smoke Detection (VESDA) | Remote Mount Configuration (Single Box) | VRT-K00 | Display, Compact Version. Without Relays | 1900 | 950
| Aspirating Smoke Detection (VESDA) | Remote Mount Configuration (Single Box) | VRT-Q00 | Display, VLI, with a remote termination card. Equipped with Relays. | 2050 | 1025
| Aspirating Smoke Detection (VESDA) | Remote Mount Configuration (Single Box) | VRT-S07 | VESDA System Relay Module. Universal Network Module with 7 Programmable Relays, (Isolate, Minor Fault, Urgent Fault, Alert, Action, Fire 1, Fire 2) The System Relay Module is a remote termination card with new software supplied in a remote mounting box (VRT). The System Relay Module allows reporting of ANY alarm or fault condition that appears on a VESDAnet loop regardless of the initiating zone. It allows a more cost - effective solution for raising a warning signal when several VESDA detectors are installed on a single VESDAnet loop and addressability is not required. | 1450 | 725
| Aspirating Smoke Detection (VESDA) | Remote Mount Configuration (Single Box) | VRT-T00 | Display, VLI, with a remote termination card. No Relays. | 1900 | 950
| Aspirating Smoke Detection (VESDA) | Remote Mount Configuration (Single Box) | VRT-V00 | Display, LaserPLUS and LaserFOCUS with a remote termination card. With 7 Relays (for VESDA LaserFOCUS) | 2100 | 1050
| Aspirating Smoke Detection (VESDA) | Software (Windows Operating Systems Only) | VSW-206 | Central Site License – Primary PC | 3550 | 1775
| Aspirating Smoke Detection (VESDA) | Software (Windows Operating Systems Only) | VSW-216 | Central Site License – Secondary PC | 2950 | 1475
| Aspirating Smoke Detection (VESDA) | Software (Windows Operating Systems Only) | VSW-226 | VSM3 Upgrade – Primary PC | 2150 | 1075
| Aspirating Smoke Detection (VESDA) | Software (Windows Operating Systems Only) | VSW-346 | VESDAnet Network Connection – 1 required per monitored VESDAnet | 620 | 310
| Aspirating Smoke Detection (VESDA) | Software (Windows Operating Systems Only) | VSW-356 | VESDAnet Detector Connection – 1 required per monitored detector. | 155 | 77.5
| Aspirating Smoke Detection (VESDA) | Software (Windows Operating Systems Only) | VSW-356-ECO | VESDA ECO DETECTOR NETWORK CONNECTION– 1 required per monitored detector. | 170 | 85
| Aspirating Smoke Detection (VESDA) | Software (Windows Operating Systems Only) | VSW-366 | VESDATalk/VESDALink Detector Connections – VESDAtalk for use with direct connect VLS 250 & 500 detectors. VESDALink for use with direct connect VLC - 500 detectors. | 445 | 222.5
| Aspirating Smoke Detection (VESDA) | Software (Windows Operating Systems Only) | VSW-502 | Text to Speech – English | 2400 | 1200
Discontinued | Aspirating Smoke Detection (VESDA) | Software (Windows Operating Systems Only) | VSW-508 | DISCONTINUED
| Aspirating Smoke Detection (VESDA) | Software (Windows Operating Systems Only) | VSW-600 | VESDA REMOTE NOTIFICATION EMAIL/SMS | 2950 | 1475
Discontinued | Aspirating Smoke Detection (VESDA) | Spares & Accessories for VESDA | 01-E606-01 | DISCONTINUED
| Aspirating Smoke Detection (VESDA) | Spares & Accessories for VESDA | LF41333 | ECO Detector Filter Cartridge Assembly | 25 | 12.5
| Aspirating Smoke Detection (VESDA) | Spares & Accessories for VESDA | VSP-000 | Blank plate, with VESDA logo | 52 | 26
| Aspirating Smoke Detection (VESDA) | Spares & Accessories for VESDA | VSP-001 | Programmer Module | 1550 | 775
| Aspirating Smoke Detection (VESDA) | Spares & Accessories for VESDA | VSP-002 | Standard Display Module | 1550 | 775
| Aspirating Smoke Detection (VESDA) | Spares & Accessories for VESDA | VSP-003 | VESDAnet Socket Kit | 1150 | 575
| Aspirating Smoke Detection (VESDA) | Spares & Accessories for VESDA | VSP-004 | Scanner Display Module | 1550 | 775
| Aspirating Smoke Detection (VESDA) | Spares & Accessories for VESDA | VSP-005 | Filter Cartridge (recommend replacing every 2 years) | 175 | 87.5
| Aspirating Smoke Detection (VESDA) | Spares & Accessories for VESDA | VSP-006 | Detector Chassis Assembly, includes Manifold | 7600 | 3800
| Aspirating Smoke Detection (VESDA) | Spares & Accessories for VESDA | VSP-007 | “0” Relay Remote Termination Card | 610 | 305
| Aspirating Smoke Detection (VESDA) | Spares & Accessories for VESDA | VSP-008 | Remote Termination Card (RTC7) | 910 | 455
| Aspirating Smoke Detection (VESDA) | Spares & Accessories for VESDA | VSP-009 | Scanner Chassis Assembly, includes Scanning Manifold | 13300 | 6650
| Aspirating Smoke Detection (VESDA) | Spares & Accessories for VESDA | VSP-011 | Recess Mounting Kit for VLP or VLS Detector | 410.02 | 205.01
| Aspirating Smoke Detection (VESDA) | Spares & Accessories for VESDA | VSP-012 | Recess Mounting Kit for Remote Single Boxes | 410.02 | 205.01
| Aspirating Smoke Detection (VESDA) | Spares & Accessories for VESDA | VSP-013 | VLP & VLS Detector Cover Assembly | 550 | 275
| Aspirating Smoke Detection (VESDA) | Spares & Accessories for VESDA | VSP-014 | 7 - Relay Head Termination Card (HTC7) | 1650 | 825
| Aspirating Smoke Detection (VESDA) | Spares & Accessories for VESDA | VSP-015 | Aspirator for LaserPLUS & SCANNER | 1050 | 525
| Aspirating Smoke Detection (VESDA) | Spares & Accessories for VESDA | VSP-016 | 12 Relay Head Termination Card (HTC12) | 2450 | 1225
| Aspirating Smoke Detection (VESDA) | Spares & Accessories for VESDA | VSP-018 | Filter Switch | 135 | 67.5
| Aspirating Smoke Detection (VESDA) | Spares & Accessories for VESDA | VSP-019 | Filter Cover | 21.76 | 10.88
| Aspirating Smoke Detection (VESDA) | Spares & Accessories for VESDA | VSP-020 | Cover Screws, each | 6.8 | 3.4
| Aspirating Smoke Detection (VESDA) | Spares & Accessories for VESDA | VSP-021 | Metric to Imperial Pipe Adaptors, Kit of four | 52 | 26
| Aspirating Smoke Detection (VESDA) | Spares & Accessories for VESDA | VSP-025 | Filters (20 per pack) | 2450 | 1225
| Aspirating Smoke Detection (VESDA) | Spares & Accessories for VESDA | VSP-028 | VLP/VLS Mounting Bracket | 79 | 39.5
| Aspirating Smoke Detection (VESDA) | Spares & Accessories for VESDA | VSP-030 | VLI INTELLIGENT FILTER SPARE PART | 780 | 390
| Aspirating Smoke Detection (VESDA) | Spares & Accessories for VESDA | VSP-031 | VLI SECONDARY FILTER SPARE PART | 195 | 97.5
| Aspirating Smoke Detection (VESDA) | Spares & Accessories for VESDA | VSP-032 | VLI ASPIRATOR SPARE PART | 980 | 490
| Aspirating Smoke Detection (VESDA) | Spares & Accessories for VESDA | VSP-033 | VLI Chamber Assembly | 2750 | 1375
| Aspirating Smoke Detection (VESDA) | Spares & Accessories for VESDA | VSP-034 | VLI CHAMBER ASSEMBLY SPARE PART | 1200 | 600
| Aspirating Smoke Detection (VESDA) | Spares & Accessories for VESDA | VSP-035 | VLI Remote Display Module Spare | 1550 | 775
| Aspirating Smoke Detection (VESDA) | Spares & Accessories for VESDA | VSP-036 | VLI Ultrasonic Flow Manifold Spare | 1850 | 925
| Aspirating Smoke Detection (VESDA) | Spares & Accessories for VESDA | VSP-100 | Blank Plate with FOK LED’s and Logo | 230 | 115
New | Aspirating Smoke Detection (VESDA) | Spares & Accessories for VESDA | VSP-1005 | VESDA-E 4-6mm SPL PT TUBE CONVERTER VEA | 135 | 67.5
New | Aspirating Smoke Detection (VESDA) | Spares & Accessories for VESDA | VSP-1006 | VESDA-E VOL CHAMBER VEA | 400 | 200
| Aspirating Smoke Detection (VESDA) | Spares & Accessories for VESDA | VSP-100US-PCB | Power Supply Circuit Board Only | 530 | 265
| Aspirating Smoke Detection (VESDA) | Spares & Accessories for VESDA | VSP-102 | VLP Relay Processor Module (DRP) | 640 | 320
| Aspirating Smoke Detection (VESDA) | Spares & Accessories for VESDA | VSP-103 | VLS Relay Processor Module (DRP) | 640 | 320
| Aspirating Smoke Detection (VESDA) | Spares & Accessories for VESDA | VSP-208 | 12 Relay Remote Termination Card (RTC12) | 990 | 495
| Aspirating Smoke Detection (VESDA) | Spares & Accessories for VESDA | VSP-300 | Blank Plate, without VESDA logo | 33.5 | 16.75
| Aspirating Smoke Detection (VESDA) | Spares & Accessories for VESDA | VSP-501 | Aspirator, LaserCOMPACT | 980 | 490
| Aspirating Smoke Detection (VESDA) | Spares & Accessories for VESDA | VSP-502 | *Compact (VN) Remote Display Module | 1550 | 775
| Aspirating Smoke Detection (VESDA) | Spares & Accessories for VESDA | VSP-509 | RO - Cable for use with Laser COMPACT Relay Only (RO) version. This cable is required for Programming. Requires V - Config Pro Software. | 145 | 72.5
| Aspirating Smoke Detection (VESDA) | Spares & Accessories for VESDA | VSP-510 | Compact (RO) Termination Card (CTC - RO) | 1250 | 625
| Aspirating Smoke Detection (VESDA) | Spares & Accessories for VESDA | VSP-515 | Compact (VN) Termination Card (CTC - VN) | 1750 | 875
| Aspirating Smoke Detection (VESDA) | Spares & Accessories for VESDA | VSP-540 | Exhaust Deflector, Black, for use with VESDA LaserPLUS, VESDA LaserSCANNER and VESDA LaserCOMPACT. | 72 | 36
| Aspirating Smoke Detection (VESDA) | Spares & Accessories for VESDA | VSP-610-US | Tamper Proof Sampling Point, 1" / 25mm rigid or flexible conduit | 600 | 300
| Aspirating Smoke Detection (VESDA) | Spares & Accessories for VESDA | VSP-620-01 | Tamper Proof Sampling Point, 6mm Capillary | 600 | 300
| Aspirating Smoke Detection (VESDA) | Spares & Accessories for VESDA | VSP-620-02 | Tamper Proof Sampling Point, 8mm Capillary | 600 | 300
| Aspirating Smoke Detection (VESDA) | Spares & Accessories for VESDA | VSP-715 | Spare Aspirator, VLF - 250 &VLF 500 | 820 | 410
| Aspirating Smoke Detection (VESDA) | Spares & Accessories for VESDA | VSP-722 | VLF-250 Aspirator Assembly (1 fan) | 780 | 390
| Aspirating Smoke Detection (VESDA) | Spares & Accessories for VESDA | VSP-810 | Smoke Pen with 6 wicks | 155 | 77.5
| Aspirating Smoke Detection (VESDA) | Spares & Accessories for VESDA | VSP-811 | Refill pack of 6 wicks | 120 | 60
| Aspirating Smoke Detection (VESDA) | Spares & Accessories for VESDA | VSP-850-G | External in line filter-grey | 280 | 140
New | Aspirating Smoke Detection (VESDA) | Spares & Accessories for VESDA | VSP-850-M | ASD FILTER ASSY IN-LINE XTRALIS METAL | 830 | 415
| Aspirating Smoke Detection (VESDA) | Spares & Accessories for VESDA | VSP-850-R | External in line filter-red | 280 | 140
| Aspirating Smoke Detection (VESDA) | Spares & Accessories for VESDA | VSP-855-20 | Spares in line filter-20 pack | 450 | 225
| Aspirating Smoke Detection (VESDA) | Spares & Accessories for VESDA | VSP-855-4 | Spares in line filter-4 pack | 120 | 60
| Aspirating Smoke Detection (VESDA) | Spares & Accessories for VESDA | VSP-870-US | In-Line Flow Restrictor Assembly - US, for use with Tamper Proof Sampling Points (models VSP-610-US and VSP-620). | 92 | 46
| Aspirating Smoke Detection (VESDA) | Spares & Accessories for VESDA | VSP-877 | Flush Mount Sampling Point. Ideal for blind ceiling installations where access to back side of ceiling is not possible, or where aesthetics is of concern. Engraved labeling eliminates need for applying label | 31.5 | 15.75
| Aspirating Smoke Detection (VESDA) | Spares & Accessories for VESDA | VSP-878 | Push-in Connect Adaptor Kit for ½” Capillary Tubing. For use with VSP-877. Includes male and female push-in fittings | 23 | 11.5
| Aspirating Smoke Detection (VESDA) | Spares & Accessories for VESDA | VSP-950 | Test Point Pipe Labels. Enter quantity in number of pieces required for project. Sold by sheet with quantity of 12 per sheet. Price shown per sheet. | 78 | 39
| Aspirating Smoke Detection (VESDA) | Spares & Accessories for VESDA | VSP-955 | VESDA-E VES Scanner Manifold | 1650 | 825
| Aspirating Smoke Detection (VESDA) | Spares & Accessories for VESDA | VSP-962-20 | VESDA-E Filter – 20 pieces | 2050 | 1025
| Aspirating Smoke Detection (VESDA) | Spares & Accessories for VESDA | VSP-964-03 | VESDA-E Smoke Detection Chamber – MK3 | 2950 | 1475
| Aspirating Smoke Detection (VESDA) | Spares & Accessories for VESDA | VSP-968 | VES-A00-P Front Cover (LEDs) | 660 | 330
| Aspirating Smoke Detection (VESDA) | Spares & Accessories for VESDA | VSP-969-S | VES-A10-P Front Cover (3.5” Display) | 1600 | 800
| Aspirating Smoke Detection (VESDA) | Spares & Accessories for VESDA | VSP-980-B22 | VESDA-E VEA Standard Sampling Point (black) for 6mm tube | 650 | 325
| Aspirating Smoke Detection (VESDA) | Spares & Accessories for VESDA | VSP-980-ST | VESDA-E VEA Stainless Steel Samplin Point for 6mm tube | 220.02 | 110.01
| Aspirating Smoke Detection (VESDA) | Spares & Accessories for VESDA | VSP-983-B22 | VESDA-E VEA 4mm Surface Mount White Sampling Point (Black), pack of 22 | 620 | 310
| Aspirating Smoke Detection (VESDA) | Spares & Accessories for VESDA | VSP-983-W22 | VESDA-E VEA 4mm Surface Mount White Sampling Point (White), pack of 22 | 350 | 175
| Aspirating Smoke Detection (VESDA) | Spares & Accessories for VESDA | VSP-COT-KIT | VESDA Pipe Clean-Out Kit | 190 | 95
| Aspirating Smoke Detection (VESDA) | Spares & Accessories for VESDA | VSP-TP-KIT-US | VESDA Benchmark Test Point Quick Connect Kit. Complete with threaded coupler, brass quick connect fitting, Test Plug, and Benchmark Test Point Label. One kit required at end of each pipe run. | 255.02 | 127.51
| Aspirating Smoke Detection (VESDA) | Spares & Accessories for VESDA | VSP-TRAN-120 | Transformer Only | 175 | 87.5
| Aspirating Smoke Detection (VESDA) | Sub Rack Enclosure | VRE-001 | Single Blanking Plate | 110 | 55
| Aspirating Smoke Detection (VESDA) | Sub Rack Enclosure | VRE-002 | Double Blanking Plate | 120 | 60
| Aspirating Smoke Detection (VESDA) | Sub Rack Enclosure | VRE-100 | Enclosure | 1450 | 725
| Aspirating Smoke Detection (VESDA) | VESDA Laser Accessories | VHH-100 | Hand Held Programmer Hand Held Programmer, includes Leads. | 1550 | 775
| Aspirating Smoke Detection (VESDA) | VESDA Laser Accessories | VHX-0200 | PC - Link HLI, Sliding Windows, RS232 Interface. The VHX - 200 does not have modem capabilities | 1800 | 900
New | Aspirating Smoke Detection (VESDA) | VESDA Laser Accessories | VHX-0210 | Sliding Windows HLI with Dial In/Dial Ou | 1800 | 900
New | Aspirating Smoke Detection (VESDA) | VESDA Laser Accessories | VHX-0300 | PC - Link HLI, Open Protocol, RS232 In | 1800 | 900
New | Aspirating Smoke Detection (VESDA) | VESDA Laser Accessories | VHX-0310 | Open Proto Mastr Slav Hi-lvl Intrface RS | 2600 | 1300
New | Aspirating Smoke Detection (VESDA) | VESDA Laser Accessories | VHX-0320 | VESDA Access HLI Standard | 1800 | 900
New | Aspirating Smoke Detection (VESDA) | VESDA Laser Accessories | VHX-0410 | ModBus HLI-Type 2 Metal Box Wall-mounted | 1800 | 900
| Aspirating Smoke Detection (VESDA) | VESDA Laser Accessories | VHX-0420 | VESDA Modbus Type 3 HLI Standard | 1800 | 900
| Aspirating Smoke Detection (VESDA) | VESDA Laser Accessories | VHX-1200 | Wall - Mounted HLI. Links VESDAnet with VESDA System Manager 4 (VSM4) and VESDA System Configurator (VSC). Includes a built - in VESDAnet port and VESDAnet socket card. | 2350 | 1175
New | Aspirating Smoke Detection (VESDA) | VESDA Laser Accessories | VHX-1310 | Wall-mounted Open Protocol Master-Slave | 2600 | 1300
New | Aspirating Smoke Detection (VESDA) | VESDA Laser Accessories | VHX-1320 | VESDA Access HLI Metal Box Wall-mounted | 2600 | 1300
| Aspirating Smoke Detection (VESDA) | VESDA Laser Accessories | VHX-1420 | VESDA Modbus Type 3 HLI Metal Box Wall-mounted | 2600 | 1300
| Aspirating Smoke Detection (VESDA) | VESDA VEA Sensepoint | XCL-COVER | VESDA Sensepoint XCL Sensor Cover with Gasket | 78 | 39
| Aspirating Smoke Detection (VESDA) | VESDA VEA Sensepoint | XCL-FILTER | VESDA Sensepoint XCL Replacement Filter - Pack of 10. Price shown per pack. | 190 | 95
New | Aspirating Smoke Detection (VESDA) | VESDA VEA Sensepoint | XCL-LB-CAP | VESDA Sensepoint XCL Spare Flow Cap | 125 | 62.5
New | Aspirating Smoke Detection (VESDA) | VESDA VEA Sensepoint | XCL-LB-CH4-RA | VESDA Sensepoint XCL Flammable (CAT) 20-100% LEL, 4-20mA Analogue, Relay | 2600 | 1300
New | Aspirating Smoke Detection (VESDA) | VESDA VEA Sensepoint | XCL-LB-CH4-RM | VESDA Sensepoint XCL Flammable (CAT) 20-100% LEL, Modbus RTU, Relay | 2800 | 1400
New | Aspirating Smoke Detection (VESDA) | VESDA VEA Sensepoint | XCL-LB-CO2PP-RA | VESDA Sensepoint XCL CO2 5,000 ppm, mA Relays | 4100 | 2050
New | Aspirating Smoke Detection (VESDA) | VESDA VEA Sensepoint | XCL-LB-CO2PP-RM | VESDA Sensepoint XCL CO2 5,000 ppm, Modbus Relays | 4350 | 2175
New | Aspirating Smoke Detection (VESDA) | VESDA VEA Sensepoint | XCL-LB-CO2VV-RA | VESDA Sensepoint XCL CO2 5.0 %v/v, mA Relays | 4100 | 2050
New | Aspirating Smoke Detection (VESDA) | VESDA VEA Sensepoint | XCL-LB-CO2VV-RM | VESDA Sensepoint XCL CO2 5.0 %v/v, Modbus Relays | 4350 | 2175
New | Aspirating Smoke Detection (VESDA) | VESDA VEA Sensepoint | XCL-LB-CO-RA | VESDA Sensepoint XCL CO 300ppm, mA Relays | 2300 | 1150
New | Aspirating Smoke Detection (VESDA) | VESDA VEA Sensepoint | XCL-LB-CO-RM | VESDA Sensepoint XCL CO 300ppm, Modbus Relays | 2350 | 1175
New | Aspirating Smoke Detection (VESDA) | VESDA VEA Sensepoint | XCL-LB-COV-1 | VESDA Sensepoint XCL Spare Sensor Cover - LEL NH3 CO2 | 84 | 42
New | Aspirating Smoke Detection (VESDA) | VESDA VEA Sensepoint | XCL-LB-COV-2 | VESDA Sensepoint XCL Spare Sensor Cover - CO O2 H2S H2 NO2 | 84 | 42
New | Aspirating Smoke Detection (VESDA) | VESDA VEA Sensepoint | XCL-LB-ELB | VESDA Sensepoint XCL Large Bore 60° Pipe Elbow, 4 PK | 125 | 62.5
New | Aspirating Smoke Detection (VESDA) | VESDA VEA Sensepoint | XCL-LB-FLT-1 | VESDA Sensepoint XCL Spare Filter - LEL NH3 CO2 10 PK | 270 | 135
New | Aspirating Smoke Detection (VESDA) | VESDA VEA Sensepoint | XCL-LB-FLT-2 | VESDA Sensepoint XCL Spare Filter - CO O2 H2S H2 NO2 10 PK | 270 | 135
New | Aspirating Smoke Detection (VESDA) | VESDA VEA Sensepoint | XCL-LB-H2-RA | VESDA Sensepoint XCL H2 1000ppm, mA Relays | 3400 | 1700
New | Aspirating Smoke Detection (VESDA) | VESDA VEA Sensepoint | XCL-LB-H2-RM | VESDA Sensepoint XCL H2 1000ppm, Modbus Relays | 3550 | 1775
New | Aspirating Smoke Detection (VESDA) | VESDA VEA Sensepoint | XCL-LB-H2S-RA | VESDA Sensepoint XCL H2S 50ppm, mA Relays | 3000 | 1500
New | Aspirating Smoke Detection (VESDA) | VESDA VEA Sensepoint | XCL-LB-H2S-RM | VESDA Sensepoint XCL H2S 50ppm, Modbus Relays | 3000 | 1500
New | Aspirating Smoke Detection (VESDA) | VESDA VEA Sensepoint | XCL-LB-NH3-RA | VESDA Sensepoint XCL NH3 100ppm, mA Relays | 3650 | 1825
New | Aspirating Smoke Detection (VESDA) | VESDA VEA Sensepoint | XCL-LB-NH3-RM | VESDA Sensepoint XCL NH3 100ppm, Modbus Relays | 3900 | 1950
New | Aspirating Smoke Detection (VESDA) | VESDA VEA Sensepoint | XCL-LB-NO2-RA | VESDA Sensepoint XCL NO2 20ppm, mA Relays | 2350 | 1175
New | Aspirating Smoke Detection (VESDA) | VESDA VEA Sensepoint | XCL-LB-NO2-RM | VESDA Sensepoint XCL NO2 20ppm, Modbus Relays | 2500 | 1250
New | Aspirating Smoke Detection (VESDA) | VESDA VEA Sensepoint | XCL-LB-O2-RA | VESDA Sensepoint XCL Oxygen 0 to 25 %v/v, mA Relays | 2300 | 1150
New | Aspirating Smoke Detection (VESDA) | VESDA VEA Sensepoint | XCL-LB-O2-RM | VESDA Sensepoint XCL Oxygen 0 to 25 %v/v, Modbus Relays | 2300 | 1150
New | Aspirating Smoke Detection (VESDA) | VESDA VEA Sensepoint | XCL-M20-CG | VESDA Sensepoint XCL VESDA SP XCL CABLE GLAND PK10 | 78 | 39
| Aspirating Smoke Detection (VESDA) | VESDA VEA Sensepoint | XCL-SC-CH4 | VESDA Sensepoint XCL Replacement Sensor - CH4 0-100% LEL | 340 | 170
| Aspirating Smoke Detection (VESDA) | VESDA VEA Sensepoint | XCL-SC-CO2PP | VESDA Sensepoint XCL Replacement Sensor - CO2 5000ppm | 510 | 255
| Aspirating Smoke Detection (VESDA) | VESDA VEA Sensepoint | XCL-SC-CO2VV | VESDA Sensepoint XCL Replacement Sensor - CO2 5% v/v | 510 | 255
New | Aspirating Smoke Detection (VESDA) | VESDA VEA Sensepoint | XCL-SC-H2S | VESDA Sensepoint XCL/XRL Sensor-H2S | 230 | 115
New | Aspirating Smoke Detection (VESDA) | VESDA VEA Sensepoint | XCL-SC-NH3 | VESDA Sensepoint XCL/XRL Sensor-NH3 | 405 | 202.5
New | Aspirating Smoke Detection (VESDA) | VESDA VEA Sensepoint | XCL-SC-NO2 | VESDA Sensepoint XCL/XRL Sensor-NO2 | 340 | 170
New | Aspirating Smoke Detection (VESDA) | VESDA VEA Sensepoint | XCL-SC-O2 | VESDA Sensepoint XCL/XRL Sensor-O2 | 230 | 115
| Aspirating Smoke Detection (VESDA) | VESDA VEA Sensepoint | XCL-VEA-CH4-RA | VESDA Sensepoint XCL CH4 0-100% LEL 4-20mA Relay for VEA | 1900 | 950
| Aspirating Smoke Detection (VESDA) | VESDA VEA Sensepoint | XCL-VEA-CH4-RA-5 | 5 x VESDA Sensepoint XCL CH4 0-100% LEL 4-20mA Relay for VEA | 5100 | 2550
| Aspirating Smoke Detection (VESDA) | VESDA VEA Sensepoint | XCL-VEA-CH4-RM | VESDA Sensepoint XCL CH4 0-100% LEL Modbus Relay for VEA | 2000 | 1000
| Aspirating Smoke Detection (VESDA) | VESDA VEA Sensepoint | XCL-VEA-CO2PP-RA | VESDA Sensepoint XCL CO2 5000ppm 4-20mA Relay for VEA | 3350 | 1675
| Aspirating Smoke Detection (VESDA) | VESDA VEA Sensepoint | XCL-VEA-CO2PP-RM | VESDA Sensepoint XCL CO2 5000ppm Modbus Relay for VEA | 3550 | 1775
| Aspirating Smoke Detection (VESDA) | VESDA VEA Sensepoint | XCL-VEA-CO2VV-RA | VESDA Sensepoint XCL CO2 5% v/v 4-20mA Relay for VEA | 3350 | 1675
| Aspirating Smoke Detection (VESDA) | VESDA VEA Sensepoint | XCL-VEA-CO2VV-RM | VESDA Sensepoint XCL CO2 5% v/v Modbus Relay for VEA | 3550 | 1775
| Aspirating Smoke Detection (VESDA) | VESDA VEA Sensepoint | XCL-VEA-CO-RA-5 | 5 x VESDA Sensepoint XCL CO 300ppm 4-20mA Relay for VEA | 6700 | 3350
| Aspirating Smoke Detection (VESDA) | VESDA VEA Sensepoint | XCL-VEA-H2-RA | VESDA Sensepoint XCL H2 1000ppm 4-20mA Relay for VEA | 3350 | 1675
| Aspirating Smoke Detection (VESDA) | VESDA VEA Sensepoint | XCL-VEA-H2-RA-5 | 5 x VESDA Sensepoint XCL H2 1000ppm 4-20mA Relay for VEA | 8000 | 4000
| Aspirating Smoke Detection (VESDA) | VESDA VEA Sensepoint | XCL-VEA-H2-RM | VESDA Sensepoint XCL H2 1000ppm Modbus Relay for VEA | 3550 | 1775
| Aspirating Smoke Detection (VESDA) | VESDA VEA Sensepoint | XCL-XRL-SC-CO | VESDA Sensepoint XCL/XRL Replacement Sensor - CO 300ppm | 230 | 115
| Aspirating Smoke Detection (VESDA) | VESDA VEA Sensepoint | XLC-M20-CG | VESDA Sensepoint XCL Cable Glands - Pack of 10. Price shown per pack. | 78 | 39
| Aspirating Smoke Detection (VESDA) | VESDA VLI | VLI-880 | VESDA VLI WITH RELAYS AND ETHERNET ONLY | 9300 | 4650
| Aspirating Smoke Detection (VESDA) | VESDA VLI | VLI-885 | VESDA VLI WITH VESDANET | 10200 | 5100
Discontinued | Aspirating Smoke Detection (VESDA) | VFT 15-channel microbore detector and accessories | 02-2002-01P | STRAIGHT UNION - PACK OF 10
| Aspirating Smoke Detection (VESDA) | VFT 15-channel microbore detector and accessories | 02-3000-06 | Stainless steel sampling point 6mm | 290 | 145
| Aspirating Smoke Detection (VESDA) | VFT 15-channel microbore detector and accessories | 02-FL53 | Filter Element pack of 10 (Course) 20 ppi black | 144.44 | 65
| Aspirating Smoke Detection (VESDA) | VFT 15-channel microbore detector and accessories | 02-FL56 | Filter Element Replacement FT Series (Fine) Black | 130 | 65
New | Aspirating Smoke Detection (VESDA) | VFT 15-channel microbore detector and accessories | VT-TUBE-1000 | 1000FT ROLL MICRO BORE TUBING | 460 | 230
New | Aspirating Smoke Detection (VESDA) | VFT 15-channel microbore detector and accessories | VT-TUBE-500 | 500FT ROLL MICRO BORE TUBING | 460 | 230
| Aspirating Smoke Detection (VESDA) | XAS Spot Detection | 06-0000-L8 | Blanking baffle (package of ten 10 baffles) for replacement purposes. XAS-1-US unit is supplied with one blanking baffle in the right side mounting location. | 79 | 39.5
| Aspirating Smoke Detection (VESDA) | XAS Spot Detection | 06-HN10 | Baffle for ASD-PL2F pack of 10 | 73.02 | 36.51
New | Aspirating Smoke Detection (VESDA) | XAS Spot Detection | ISP-001 | Replacement Filter Element FT series pac | 93 | 46.5
| Aspirating Smoke Detection (VESDA) | XAS Spot Detection | LF42241 | SINGLE ZONE DUCT SAMPLING KIT - INCLUDES (2) TUBE MOUNTING PLATES, COMPRESSION FITTING, ADAPTORS, ELBOWS, AND REDUCERS FOR USE WITH XAS-1-US INLET AND EXHAUST TUBES AND FLEXIBLE TUBING. | 235 | 117.5
| Aspirating Smoke Detection (VESDA) | XAS Spot Detection | LF42243 | DUAL ZONE DUCT SAMPLING KIT - INCLUDES (3) TUBE MOUNTING PLATES, COMPRESSION FITTING, ADAPTORS, ELBOWS, AND REDUCERS FOR USE WITH XAS-2-US INLET AND EXHAUST TUBES AND FLEXIBLE TUBING. | 315.02 | 157.51
| Aspirating Smoke Detection (VESDA) | XAS Spot Detection | LF42249 | 50' Flexible single core tube - provides one 50 foot long 1/2" I.D. flexible tube for use with XAS units in duct sampling arrangements. | 160 | 80
| Aspirating Smoke Detection (VESDA) | XAS Spot Detection | LF42250 | 25' Flexible single core tube - provides one 25 foot long 1/2" I.D. flexible tube for use with XAS units in duct sampling arrangements. | 270 | 135
| Aspirating Smoke Detection (VESDA) | XAS Spot Detection | LF42282 | SINGLE ZONE WATER TRAP KIT. FOR USE WITH XAS-1-US - INCLUDES 3/4" CPVC PIPE, FITTINGS AND BALL VALVE TO PROVIDE WATER TRAP FUNCTION ON INSTALLATIONS WHICH ARE SUBJECT TO HIGH HUMIDITY AND/OR CONDENSATION. | 185 | 92.5
| Aspirating Smoke Detection (VESDA) | XAS Spot Detection | LF42283 | DUAL ZONE WATER TRAP KIT. FOR USE WITH XAS-2-US - INCLUDES 3/4" CPVC PIPE, FITTINGS AND BALL VALVE TO PROVIDE WATER TRAP FUNCTION ON INSTALLATIONS WHICH ARE SUBJECT TO HIGH HUMIDITY AND/OR CONDENSATION. | 255 | 127.5
Discontinued | Aspirating Smoke Detection (VESDA) | XAS Spot Detection | LF42285 | DISCONTINUED
| Aspirating Smoke Detection (VESDA) | XAS Spot Detection | LF42286 | 36" Probe Kit (one - 36" sample & one - 8" exhaust) | 53 | 26.5
Discontinued | Aspirating Smoke Detection (VESDA) | XAS Spot Detection | LF42287 | DISCONTINUED
Discontinued | Aspirating Smoke Detection (VESDA) | XAS Spot Detection | LF42288 | DISCONTINUED
Discontinued | Aspirating Smoke Detection (VESDA) | XAS Spot Detection | LF42289 | DISCONTINUED
Discontinued | Aspirating Smoke Detection (VESDA) | XAS Spot Detection | LF42290 | DISCONTINUED
| Aspirating Smoke Detection (VESDA) | XAS Spot Detection | XAS-1-US | Single Zone Air Sampling Unit. UL Listed for use with ASD-PL2F addressable photo detector (ordered seperately) Unit requires use of baffle for detector to be used (ordered separately) and external 24 VDC power. | 1700 | 850
| Aspirating Smoke Detection (VESDA) | XAS Spot Detection | XAS-2-US | Dual Zone Air Sampling Unit. UL Listed for use with ASD-PL2F addressable photo detector (ordered seperately) Unit requires use of baffle for detector to be used (ordered separately) and external 24 VDC power. | 2100 | 1050
| Audible/Visual Notification (System Sensor) | Electric Alarm Bells | SSM24-10 | 24 VOLT, 10” BELL | 123 | 55.35
| Audible/Visual Notification (System Sensor) | Electric Alarm Bells | SSM24-6 | 24 VOLT, 6” BELL | 86 | 38.7
| Audible/Visual Notification (System Sensor) | Electric Alarm Bells | SSM24-8 | 24 VOLT, 8” BELL | 102 | 45.9
| Audible/Visual Notification (System Sensor) | Horns/Horn-Strobes Outdoor | HRK | HORN 12/24VT OUTDOOR, WALLMNT W/BACKBOX, RED | 73 | 32.85
| Audible/Visual Notification (System Sensor) | Horns/Horn-Strobes Outdoor | MHR | MINI HORN 12-24 VT, RED | 28 | 12.6
| Audible/Visual Notification (System Sensor) | Horns/Horn-Strobes Outdoor | MHW | MINI HORN 12-24 VT, WHITE | 28 | 12.6
| Audible/Visual Notification (System Sensor) | Horns/Horn-Strobes Outdoor | P2RHK | 2 WIRE HORN/STROBE HIGH CD 135,150,177,185 OUTDOOR, RED | 162 | 72.9
| Audible/Visual Notification (System Sensor) | Horns/Horn-Strobes Outdoor | P2RHK-120 | 120 VAC OUTDOOR HORN/ STROBE, BACK BOX INCUDED, RED | 196 | 88.2
| Audible/Visual Notification (System Sensor) | Horns/Horn-Strobes Outdoor | P2RHK-P | RED OUTDOOR HORN STROBE, HIGH CANDELA, PLAIN | 179 | 80.55
| Audible/Visual Notification (System Sensor) | Horns/Horn-Strobes Outdoor | P2RK | 2 WIRE HORN/STROBE, MC OUTDOOR W/BACKBOX, RED | 131 | 58.95
| Audible/Visual Notification (System Sensor) | Horns/Horn-Strobes Outdoor | P2RK-P | RED OUTDOOR HORN STROBE, PLAIN | 166 | 74.7
| Audible/Visual Notification (System Sensor) | Horns/Horn-Strobes Outdoor | P2RK-R | REPL HORN/STROBE 2-WIRE WALL, MC OUTDOOR, RED | 134 | 60.3
| Audible/Visual Notification (System Sensor) | Horns/Horn-Strobes Outdoor | P2WHK | WHITE OUTDOOR HORN STROBE, HIGH CANDELA | 161 | 72.45
| Audible/Visual Notification (System Sensor) | Horns/Horn-Strobes Outdoor | P2WHK-P | WHITE OUTDOOR HORN STROBE, HIGH CANDELA, PLAIN | 179 | 80.55
| Audible/Visual Notification (System Sensor) | Horns/Horn-Strobes Outdoor | P2WK | WHITE OUTDOOR HORN STROBE | 131 | 58.95
| Audible/Visual Notification (System Sensor) | Horns/Horn-Strobes Outdoor | P2WK-P | WHITE OUTDOOR HORN STROBE, PLAIN | 166 | 74.7
| Audible/Visual Notification (System Sensor) | Horns/Horn-Strobes Outdoor | P4RK | Horn/strobe, 12/24 volt, multi-candela 15, 15/75, 30, 75, 110, 115, red, outdoor, includes backbox | 181 | 81.45
New | Audible/Visual Notification (System Sensor) | Horns/Horn-Strobes Outdoor | P4RK-R | REPLACEMENT HORN/STROBE, 12/24 VOLT, RED, MULTI-CANDELA 15,15/75,30,75,110,115 CD, OUTDOOR | 161 | 72.45
| Audible/Visual Notification (System Sensor) | Horns/Horn-Strobes Outdoor | P4WK | Horn/strobe, 12/24 volt, multi-candela 15, 15/75, 30, 75, 110, 115, white, outdoor, includes backbox | 181 | 81.45
| Audible/Visual Notification (System Sensor) | Horns/Horn-Strobes Outdoor | PC2RHK | 2 WIRE HORN/STROBE CEILING HIGH CD, OUTDOOR RED | 173 | 77.85
| Audible/Visual Notification (System Sensor) | Horns/Horn-Strobes Outdoor | PC2WHK | WHITE OUTDOOR HORN STROBE, HIGH CANDELA, CEILING MOUNT | 172 | 77.4
| Audible/Visual Notification (System Sensor) | Horns/Horn-Strobes Outdoor | PC2WK | WHITE OUTDOOR HORN STROBE, CEILING MOUNT | 164 | 73.8
| Audible/Visual Notification (System Sensor) | L-Series Accessories | BZGR-AG | Wall Red Bezel Kit Compact AGENT | 82.5 | 37.12
| Audible/Visual Notification (System Sensor) | L-Series Accessories | BZGR-AL | Wall Red Bezel Kit Compact ALERT | 82.5 | 37.12
| Audible/Visual Notification (System Sensor) | L-Series Accessories | BZGR-EV | Wall Red Bezel Kit Compact EVAC | 82.5 | 37.12
| Audible/Visual Notification (System Sensor) | L-Series Accessories | BZGR-F | Wall Red Bezel Kit Compact FIRE | 82.5 | 37.12
| Audible/Visual Notification (System Sensor) | L-Series Accessories | BZGR-P | Wall Red Bezel Kit Compact PLAIN | 82.5 | 37.12
| Audible/Visual Notification (System Sensor) | L-Series Accessories | BZGR-PG | Wall Red Bezel Kit Compact FOGO | 82.5 | 37.12
| Audible/Visual Notification (System Sensor) | L-Series Accessories | BZGR-SP | Wall Red Bezel Kit Compact FUEGO | 82.5 | 37.12
| Audible/Visual Notification (System Sensor) | L-Series Accessories | BZGW-AG | Wall White Bezel Kit Compact AGENT | 82.5 | 37.12
| Audible/Visual Notification (System Sensor) | L-Series Accessories | BZGW-AL | Wall White Bezel Kit Compact ALERT | 82.5 | 37.12
| Audible/Visual Notification (System Sensor) | L-Series Accessories | BZGW-EV | Wall White Bezel Kit Compact EVAC | 82.5 | 37.12
| Audible/Visual Notification (System Sensor) | L-Series Accessories | BZGW-F | Wall White Bezel Kit Compact FIRE | 82.5 | 37.12
| Audible/Visual Notification (System Sensor) | L-Series Accessories | BZGW-P | Wall White Bezel Kit Compact PLAIN | 82.5 | 37.12
| Audible/Visual Notification (System Sensor) | L-Series Accessories | BZGW-PG | Wall White Bezel Kit Compact FOGO | 82.5 | 37.12
| Audible/Visual Notification (System Sensor) | L-Series Accessories | BZGW-SP | Wall White Bezel Kit Compact FUEGO | 82.5 | 37.12
| Audible/Visual Notification (System Sensor) | L-Series Accessories | BZR-AG | Wall Red Bezel Kit AGENT | 82.5 | 37.12
| Audible/Visual Notification (System Sensor) | L-Series Accessories | BZR-AL | Wall Red Bezel Kit ALERT | 82.5 | 37.12
| Audible/Visual Notification (System Sensor) | L-Series Accessories | BZRC-AG | Ceiling Red Bezel Kit AGENT | 93.5 | 42.07
| Audible/Visual Notification (System Sensor) | L-Series Accessories | BZRC-AL | Ceiling Red Bezel Kit ALERT | 93.5 | 42.07
| Audible/Visual Notification (System Sensor) | L-Series Accessories | BZRC-EV | Ceiling Red Bezel Kit EVAC | 93.5 | 42.07
| Audible/Visual Notification (System Sensor) | L-Series Accessories | BZRC-F | Ceiling Red Bezel Kit FIRE | 93.5 | 42.07
| Audible/Visual Notification (System Sensor) | L-Series Accessories | BZRC-P | Ceiling Red Bezel Kit PLAIN | 93.5 | 42.07
| Audible/Visual Notification (System Sensor) | L-Series Accessories | BZRC-PG | Ceiling Red Bezel Kit FOGO | 93.5 | 42.07
| Audible/Visual Notification (System Sensor) | L-Series Accessories | BZRC-SP | Ceiling Red Bezel Kit FUEGO | 93.5 | 42.07
| Audible/Visual Notification (System Sensor) | L-Series Accessories | BZR-EV | Wall Red Bezel Kit EVAC | 82.5 | 37.12
| Audible/Visual Notification (System Sensor) | L-Series Accessories | BZR-F | Wall Red Bezel Kit FIRE | 82.5 | 37.12
| Audible/Visual Notification (System Sensor) | L-Series Accessories | BZR-P | Wall Red Bezel Kit PLAIN | 82.5 | 37.12
| Audible/Visual Notification (System Sensor) | L-Series Accessories | BZR-PG | Wall Red Bezel Kit FOGO | 82.5 | 37.12
| Audible/Visual Notification (System Sensor) | L-Series Accessories | BZR-SP | Wall Red Bezel Kit FUEGO | 82.5 | 37.12
| Audible/Visual Notification (System Sensor) | L-Series Accessories | BZSPR-AG | Wall Red Bezel Kit AGENT | 82.5 | 37.12
| Audible/Visual Notification (System Sensor) | L-Series Accessories | BZSPR-AL | Wall Red Bezel Kit ALERT | 82.5 | 37.12
| Audible/Visual Notification (System Sensor) | L-Series Accessories | BZSPRC-AG | Ceiling Red Bezel Kit AGENT | 93.5 | 42.07
| Audible/Visual Notification (System Sensor) | L-Series Accessories | BZSPRC-AL | Ceiling Red Bezel Kit ALERT | 93.5 | 42.07
| Audible/Visual Notification (System Sensor) | L-Series Accessories | BZSPRC-EV | Ceiling Red Bezel Kit EVAC | 93.5 | 42.07
| Audible/Visual Notification (System Sensor) | L-Series Accessories | BZSPRC-F | Wall Red Bezel Kit FIRE | 83 | 37.35
| Audible/Visual Notification (System Sensor) | L-Series Accessories | BZSPRC-P | Ceiling Red Bezel Kit PLAIN | 93.5 | 42.07
| Audible/Visual Notification (System Sensor) | L-Series Accessories | BZSPRC-PG | Wall Red Bezel Kit FOGO | 83 | 37.35
| Audible/Visual Notification (System Sensor) | L-Series Accessories | BZSPRC-SP | Wall Red Bezel Kit FUEGO | 83 | 37.35
| Audible/Visual Notification (System Sensor) | L-Series Accessories | BZSPR-EV | Wall Red Bezel Kit EVAC | 82.5 | 37.12
| Audible/Visual Notification (System Sensor) | L-Series Accessories | BZSPR-F | Wall Red Bezel Kit FIRE | 82.5 | 37.12
| Audible/Visual Notification (System Sensor) | L-Series Accessories | BZSPR-P | Wall Red Bezel Kit PLAIN | 82.5 | 37.12
| Audible/Visual Notification (System Sensor) | L-Series Accessories | BZSPR-PG | Wall Red Bezel Kit FOGO | 82.5 | 37.12
| Audible/Visual Notification (System Sensor) | L-Series Accessories | BZSPR-SP | Wall Red Bezel Kit FUEGO | 82.5 | 37.12
| Audible/Visual Notification (System Sensor) | L-Series Accessories | BZSPW-AG | Wall White Bezel Kit AGENT | 82.5 | 37.12
| Audible/Visual Notification (System Sensor) | L-Series Accessories | BZSPW-AL | Wall White Bezel Kit ALERT | 82.5 | 37.12
| Audible/Visual Notification (System Sensor) | L-Series Accessories | BZSPWC-AG | Ceiling White Bezel Kit AGENT | 93.5 | 42.07
| Audible/Visual Notification (System Sensor) | L-Series Accessories | BZSPWC-AL | Ceiling White Bezel Kit ALERT | 93.5 | 42.07
| Audible/Visual Notification (System Sensor) | L-Series Accessories | BZSPWC-EV | Ceiling White Bezel Kit EVAC | 93.5 | 42.07
| Audible/Visual Notification (System Sensor) | L-Series Accessories | BZSPWC-F | Wall White Bezel Kit FIRE | 83 | 37.35
| Audible/Visual Notification (System Sensor) | L-Series Accessories | BZSPWC-P | Ceiling White Bezel Kit PLAIN | 93.5 | 42.07
| Audible/Visual Notification (System Sensor) | L-Series Accessories | BZSPWC-PG | Wall White Bezel Kit FOGO | 83 | 37.35
| Audible/Visual Notification (System Sensor) | L-Series Accessories | BZSPWC-SP | Ceiling White Bezel Kit FUEGO | 93 | 41.85
| Audible/Visual Notification (System Sensor) | L-Series Accessories | BZSPW-EV | Wall White Bezel Kit EVAC | 82.5 | 37.12
| Audible/Visual Notification (System Sensor) | L-Series Accessories | BZSPW-F | Wall Red Bezel Kit FIRE | 82.5 | 37.12
| Audible/Visual Notification (System Sensor) | L-Series Accessories | BZSPW-P | Wall White Bezel Kit Plain | 82.5 | 37.12
| Audible/Visual Notification (System Sensor) | L-Series Accessories | BZSPW-PG | Wall Red Bezel Kit FOGO | 82.5 | 37.12
| Audible/Visual Notification (System Sensor) | L-Series Accessories | BZSPW-SP | Wall Red Bezel Kit FUEGO | 82.5 | 37.12
| Audible/Visual Notification (System Sensor) | L-Series Accessories | BZW-AG | Wall White Bezel Kit AGENT | 82.5 | 37.12
| Audible/Visual Notification (System Sensor) | L-Series Accessories | BZW-AL | Wall White Bezel Kit ALERT | 82.5 | 37.12
| Audible/Visual Notification (System Sensor) | L-Series Accessories | BZWC-AG | Ceiling White Bezel Kit AGENT | 93.5 | 42.07
| Audible/Visual Notification (System Sensor) | L-Series Accessories | BZWC-AL | Ceiling White Bezel Kit ALERT | 93.5 | 42.07
| Audible/Visual Notification (System Sensor) | L-Series Accessories | BZWC-EV | Ceiling White Bezel Kit EVAC | 93.5 | 42.07
| Audible/Visual Notification (System Sensor) | L-Series Accessories | BZWC-F | Ceiling White Bezel Kit FIRE | 93.5 | 42.07
| Audible/Visual Notification (System Sensor) | L-Series Accessories | BZWC-P | Ceiling White Bezel Kit PLAIN | 93.5 | 42.07
| Audible/Visual Notification (System Sensor) | L-Series Accessories | BZWC-PG | Ceiling White Bezel Kit FOGO | 93.5 | 42.07
| Audible/Visual Notification (System Sensor) | L-Series Accessories | BZWC-SP | Ceiling White Bezel Kit FUEGO | 93.5 | 42.07
| Audible/Visual Notification (System Sensor) | L-Series Accessories | BZW-EV | Wall White Bezel Kit EVAC | 82.5 | 37.12
| Audible/Visual Notification (System Sensor) | L-Series Accessories | BZW-F | Wall White Bezel Kit FIRE | 82.5 | 37.12
| Audible/Visual Notification (System Sensor) | L-Series Accessories | BZW-P | Wall White Bezel Kit PLAIN | 82.5 | 37.12
| Audible/Visual Notification (System Sensor) | L-Series Accessories | BZW-PG | Wall White Bezel Kit FOGO | 82.5 | 37.12
| Audible/Visual Notification (System Sensor) | L-Series Accessories | BZW-SP | Wall White Bezel Kit FUEGO | 82.5 | 37.12
| Audible/Visual Notification (System Sensor) | L-Series Accessories | LENS-A2 | Wall Amber Lens | 17.5 | 7.87
| Audible/Visual Notification (System Sensor) | L-Series Accessories | LENS-AC2 | Ceiling Amber Lens | 17.5 | 7.87
| Audible/Visual Notification (System Sensor) | L-Series Accessories | LENS-B2 | Wall Blue Lens | 17.5 | 7.87
| Audible/Visual Notification (System Sensor) | L-Series Accessories | LENS-BC2 | Ceiling Blue Lens | 17.5 | 7.87
| Audible/Visual Notification (System Sensor) | L-Series Accessories | LENS-G2 | Wall Green Lens | 17.5 | 7.87
| Audible/Visual Notification (System Sensor) | L-Series Accessories | LENS-GC2 | Ceiling Green Lens | 17.5 | 7.87
| Audible/Visual Notification (System Sensor) | L-Series Accessories | LENS-R2 | Wall Red Lens | 17.5 | 7.87
| Audible/Visual Notification (System Sensor) | L-Series Accessories | LENS-RC2 | Ceiling Red Lens | 17.5 | 7.87
| Audible/Visual Notification (System Sensor) | L-Series Accessories | MP120KL | 120 VAC Adapter Mounting Plate | 55.5 | 24.97
New | Audible/Visual Notification (System Sensor) | L-Series Accessories | SBBCR | CEILING MOUNT SURFACE MOUNT BACK BOX, RED | 37.5 | 16.87
| Audible/Visual Notification (System Sensor) | L-Series Accessories | SBBCRL | Ceiling Surface Mount Back Box, Red | 36.5 | 16.42
New | Audible/Visual Notification (System Sensor) | L-Series Accessories | SBBCW | CEILING MOUNT SURFACE MOUNT BACK BOX, WHITE | 37.5 | 16.87
| Audible/Visual Notification (System Sensor) | L-Series Accessories | SBBCWL | Ceiling Surface Mount Back Box, White | 36.5 | 16.42
| Audible/Visual Notification (System Sensor) | L-Series Accessories | SBBGRL | Wall Surface Mount Back Box Compact, Red | 27.5 | 12.37
| Audible/Visual Notification (System Sensor) | L-Series Accessories | SBBGWL | Wall Surface Mount Back Box Compact, White | 27.5 | 12.37
New | Audible/Visual Notification (System Sensor) | L-Series Accessories | SBBR | WALL MOUNT SURFACE MOUNT BACK BOX, RED | 27 | 12.15
| Audible/Visual Notification (System Sensor) | L-Series Accessories | SBBRL | Wall Surface Mount Back Box, Red | 27.5 | 12.37
New | Audible/Visual Notification (System Sensor) | L-Series Accessories | SBBSPR | WALL MOUNT SPEAKER SURFACE MOUNT BACK BOX, RED | 35.5 | 15.97
| Audible/Visual Notification (System Sensor) | L-Series Accessories | SBBSPRL | Wall Speaker Surface Mount Back Box, Red | 35.5 | 15.97
New | Audible/Visual Notification (System Sensor) | L-Series Accessories | SBBSPW | WALL MOUNT SPEAKER SURFACE MOUNT BACK BOX, WHITE | 35.5 | 15.97
| Audible/Visual Notification (System Sensor) | L-Series Accessories | SBBSPWL | Wall Speaker Surface Mount Back Box, White | 35.5 | 15.97
New | Audible/Visual Notification (System Sensor) | L-Series Accessories | SBBW | WALL MOUNT SURFACE MOUNT BACK BOX, WHITE | 27 | 12.15
| Audible/Visual Notification (System Sensor) | L-Series Accessories | SBBWL | Wall Surface Mount Back Box, White | 27.5 | 12.37
| Audible/Visual Notification (System Sensor) | L-Series Accessories | TR-2 | Universal Wall Trim Ring, Red | 55 | 24.75
| Audible/Visual Notification (System Sensor) | L-Series Accessories | TR-2W | Universal Wall Trim Ring, White | 55 | 24.75
| Audible/Visual Notification (System Sensor) | L-Series Accessories | TRC-2 | Universal Ceiling Trim Ring, Red | 55 | 24.75
| Audible/Visual Notification (System Sensor) | L-Series Accessories | TRC-2W | Universal Ceiling Trim Ring, Red | 55 | 24.75
New | Audible/Visual Notification (System Sensor) | L-Series Accessories | TR-HS | WALL MOUNT HORN STROBE TRIM RING, RED, ALLOWS 4 WIRE H/S TO BE MOUNTED ON A SINGLE GANG BACKBOX. PKG. OF 5 | 38 | 17.1
| Audible/Visual Notification (System Sensor) | L-Series Chimes | CHRL | CHIME RED WALL | 88 | 39.6
| Audible/Visual Notification (System Sensor) | L-Series Chimes | CHSCRL | CHIME STROBE RED CEILING | 180 | 81
| Audible/Visual Notification (System Sensor) | L-Series Chimes | CHSCWL | CHIME STROBE WHITE CEILING | 180 | 81
| Audible/Visual Notification (System Sensor) | L-Series Chimes | CHSRL | CHIME STROBE RED WALL | 176 | 79.2
| Audible/Visual Notification (System Sensor) | L-Series Chimes | CHSWL | CHIME STROBE WHITE WALL | 176 | 79.2
| Audible/Visual Notification (System Sensor) | L-Series Chimes | CHWL | CHIME WHITE WALL | 88 | 39.6
| Audible/Visual Notification (System Sensor) | L-Series Horns/Horn-Strobes | HGRL | HORN WHITE WALL, COMPACT | 49 | 22.05
| Audible/Visual Notification (System Sensor) | L-Series Horns/Horn-Strobes | HGWL | HORN RED WALL, COMPACT | 49 | 22.05
| Audible/Visual Notification (System Sensor) | L-Series Horns/Horn-Strobes | HRL | HORN RED WALL | 51 | 22.95
| Audible/Visual Notification (System Sensor) | L-Series Horns/Horn-Strobes | HWL | HORN WHITE WALL | 51 | 22.95
| Audible/Visual Notification (System Sensor) | L-Series Horns/Horn-Strobes | P2GRL | HORN STROBE 2W RED WALL, COMPACT | 96.5 | 43.42
| Audible/Visual Notification (System Sensor) | L-Series Horns/Horn-Strobes | P2GWL | HORN STROBE 2W WHITE WALL, COMPACT | 96.5 | 43.42
| Audible/Visual Notification (System Sensor) | L-Series Horns/Horn-Strobes | P2RL | HORN STROBE 2W RED WALL | 98 | 44.1
| Audible/Visual Notification (System Sensor) | L-Series Horns/Horn-Strobes | P2RL-BP10 | HORN STROBE 2W RED WALL - BULK PACK OF 10 | 905 | 407.25
| Audible/Visual Notification (System Sensor) | L-Series Horns/Horn-Strobes | P2RL-P | HORN STROBE 2W RED WALL, PLAIN | 100 | 45
| Audible/Visual Notification (System Sensor) | L-Series Horns/Horn-Strobes | P2RL-SP | HORN STROBE 2W RED WALL, FUEGO | 102 | 45.9
| Audible/Visual Notification (System Sensor) | L-Series Horns/Horn-Strobes | P2WL | HORN STROBE 2W WHITE WALL | 98 | 44.1
| Audible/Visual Notification (System Sensor) | L-Series Horns/Horn-Strobes | P2WL-BP10 | HORN STROBE 2W WHITE WALL - BULK PACK OF 10 | 900 | 405
| Audible/Visual Notification (System Sensor) | L-Series Horns/Horn-Strobes | P2WL-P | HORN STROBE 2W WHITE WALL, PLAIN | 100 | 45
| Audible/Visual Notification (System Sensor) | L-Series Horns/Horn-Strobes | P2WL-SP | HORN STROBE 2W WHITE WALL, FUEGO | 102 | 45.9
| Audible/Visual Notification (System Sensor) | L-Series Horns/Horn-Strobes | P4RL | HORN STROBE 4W RED WALL | 130 | 58.5
| Audible/Visual Notification (System Sensor) | L-Series Horns/Horn-Strobes | P4WL | HORN STROBE 4W WHITE WALL | 130 | 58.5
| Audible/Visual Notification (System Sensor) | L-Series Horns/Horn-Strobes | PC2RL | HORN STROBE 2W RED CEILING | 100 | 45
| Audible/Visual Notification (System Sensor) | L-Series Horns/Horn-Strobes | PC2RL-BP10 | HORN STROBE 2W RED CEILING - BULK PACK OF 10 | 910 | 409.5
New | Audible/Visual Notification (System Sensor) | L-Series Horns/Horn-Strobes | PC2RL-LF | LF SOUNDER/STROBE, WALL, RED | 179 | 80.55
| Audible/Visual Notification (System Sensor) | L-Series Horns/Horn-Strobes | PC2WL | HORN STROBE 2W WHITE CEILING | 100 | 45
| Audible/Visual Notification (System Sensor) | L-Series Horns/Horn-Strobes | PC2WL-BP10 | HORN STROBE 2W WHITE CEILING - BULK PACK OF 10 | 910 | 409.5
New | Audible/Visual Notification (System Sensor) | L-Series Horns/Horn-Strobes | PC2WL-LF | LF SOUNDER/STROBE, WALL, WHITE | 179 | 80.55
| Audible/Visual Notification (System Sensor) | L-Series Horns/Horn-Strobes | PC4RL | HORN STROBE 4W RED CEILING | 132 | 59.4
| Audible/Visual Notification (System Sensor) | L-Series Horns/Horn-Strobes | PC4WL | HORN STROBE 4W WHITE CEILING | 132 | 59.4
| Audible/Visual Notification (System Sensor) | L-Series Low Frequency Horns/Horn-Strobes | HCRL-LF | Low-frequency Compact sounder, 15, 30, 75, 95, 110, 135, 185 cd, ceiling, red | 105.5 | 47.47
| Audible/Visual Notification (System Sensor) | L-Series Low Frequency Horns/Horn-Strobes | HCRL-LF-BP10 | Low-frequency Compact sounder, 15, 30, 75, 95, 110, 135, 185 cd, ceiling, red - BULK PACK of 10 UNITS | 945 | 425.25
| Audible/Visual Notification (System Sensor) | L-Series Low Frequency Horns/Horn-Strobes | HCWL-LF | Low-frequency Compact sounder, 15, 30, 75, 95, 110, 135, 185 cd, ceiling, white | 105.5 | 47.47
| Audible/Visual Notification (System Sensor) | L-Series Low Frequency Horns/Horn-Strobes | HCWL-LF-BP10 | Low-frequency Compact sounder, 15, 30, 75, 95, 110, 135, 185 cd, ceiling, white - BULK PACK of 10 UNITS | 945 | 425.25
| Audible/Visual Notification (System Sensor) | L-Series Low Frequency Horns/Horn-Strobes | HGRL-LF | Low-frequency Compact sounder, 15, 30, 75, 95, 110, 135, 185 cd, wall, red | 102 | 45.9
| Audible/Visual Notification (System Sensor) | L-Series Low Frequency Horns/Horn-Strobes | HGRL-LF-BP10 | Low-frequency Compact sounder, 15, 30, 75, 95, 110, 135, 185 cd, wall, red - BULK PACK of 10 UNITS | 935 | 420.75
| Audible/Visual Notification (System Sensor) | L-Series Low Frequency Horns/Horn-Strobes | HGWL-LF | Low-frequency Compact sounder, 15, 30, 75, 95, 110, 135, 185 cd, wall, white | 102 | 45.9
| Audible/Visual Notification (System Sensor) | L-Series Low Frequency Horns/Horn-Strobes | HGWL-LF-BP10 | Low-frequency Compact sounder, 15, 30, 75, 95, 110, 135, 185 cd, wall, white - BULK PACK of 10 UNITS | 935 | 420.75
| Audible/Visual Notification (System Sensor) | L-Series Low Frequency Horns/Horn-Strobes | HRL-LF | Low-frequency sounder, 15, 30, 75, 95, 110, 135, 185 cd, wall, red | 102 | 45.9
| Audible/Visual Notification (System Sensor) | L-Series Low Frequency Horns/Horn-Strobes | HRL-LF-BP10 | Low-frequency sounder, 15, 30, 75, 95, 110, 135, 185 cd, wall, red - BULK PACK of 10 UNITS | 935 | 420.75
| Audible/Visual Notification (System Sensor) | L-Series Low Frequency Horns/Horn-Strobes | HWL-LF | Low-frequency sounder, 15, 30, 75, 95, 110, 135, 185 cd, wall, white | 102 | 45.9
| Audible/Visual Notification (System Sensor) | L-Series Low Frequency Horns/Horn-Strobes | HWL-LF-BP10 | Low-frequency sounder, 15, 30, 75, 95, 110, 135, 185 cd, wall, white - BULK PACK of 10 UNITS | 935 | 420.75
| Audible/Visual Notification (System Sensor) | L-Series Low Frequency Horns/Horn-Strobes | P2RL-LF | Low-frequency sounder/strobe, 15, 30, 75, 95, 110, 135, 185 cd, wall, red | 175 | 78.75
| Audible/Visual Notification (System Sensor) | L-Series Low Frequency Horns/Horn-Strobes | P2WL-LF | Low-frequency sounder/strobe, 15, 30, 75, 95, 110, 135, 185 cd, wall, white | 175 | 78.75
New | Audible/Visual Notification (System Sensor) | L-Series Speakers/Speaker-Strobes | DECAL-TILE-ALERT | Labeling Kit, Ceiling Tile, ALERT (pack of 10) | 43.5 | 19.57
New | Audible/Visual Notification (System Sensor) | L-Series Speakers/Speaker-Strobes | DECAL-TILE-E | Labeling Kit, Ceiling Tile, FIRE (pack of 10) | 43.5 | 19.57
New | Audible/Visual Notification (System Sensor) | L-Series Speakers/Speaker-Strobes | DECAL-TILE-FR | Labeling Kit, Ceiling Tile, FIRE/FEU (pack of 10) | 43.5 | 19.57
New | Audible/Visual Notification (System Sensor) | L-Series Speakers/Speaker-Strobes | DECAL-TILE-SPF | Labeling Kit, Ceiling Tile, FUEGO (pack of 10) | 43.5 | 19.57
| Audible/Visual Notification (System Sensor) | L-Series Speakers/Speaker-Strobes | SB-SPC8 | 8 WATT SPEAKER TILE BRIDGE, 4 PER | 164 | 73.8
New | Audible/Visual Notification (System Sensor) | L-Series Speakers/Speaker-Strobes | SCWL-TILE | DROP-IN CEILING TILE STROBE ONLY, WHITE, UL LISTED | 226 | 101.7
| Audible/Visual Notification (System Sensor) | L-Series Speakers/Speaker-Strobes | SPCRL | SPEAKER RED CEILING | 57 | 25.65
| Audible/Visual Notification (System Sensor) | L-Series Speakers/Speaker-Strobes | SPCRL-BP10 | Speaker only, ceiling, 1/4W - 2W, red - BULK PACK OF 10 UNITS | 506 | 227.7
| Audible/Visual Notification (System Sensor) | L-Series Speakers/Speaker-Strobes | SPCW8 | 8 WATT SPEAKER | 122 | 64.66
| Audible/Visual Notification (System Sensor) | L-Series Speakers/Speaker-Strobes | SPCWL | SPEAKER WHITE CEILING | 57 | 25.65
| Audible/Visual Notification (System Sensor) | L-Series Speakers/Speaker-Strobes | SPCWL-BP10 | Speaker only, ceiling, 1/4W - 2W, white - BULK PACK OF 10 UNITS | 506 | 227.7
New | Audible/Visual Notification (System Sensor) | L-Series Speakers/Speaker-Strobes | SPCWL-TILE | DROP-IN CEILING TILE SPEAKER ONLY, WHITE, UL LISTED | 188 | 84.6
| Audible/Visual Notification (System Sensor) | L-Series Speakers/Speaker-Strobes | SPRL | SPEAKER RED WALL | 51.5 | 23.17
| Audible/Visual Notification (System Sensor) | L-Series Speakers/Speaker-Strobes | SPRL-BP10 | SPEAKER RED WALL- BULK PACK OF 10 | 496 | 223.2
| Audible/Visual Notification (System Sensor) | L-Series Speakers/Speaker-Strobes | SPSCRL | SPEAKER STROBE RED CEILING | 137 | 61.65
| Audible/Visual Notification (System Sensor) | L-Series Speakers/Speaker-Strobes | SPSCRL-BP10 | SPEAKER STROBE RED CEILING - BULK PACK OF 10 | 1230 | 553.5
| Audible/Visual Notification (System Sensor) | L-Series Speakers/Speaker-Strobes | SPSCWL | SPEAKER STROBE WHITE CEILING | 137 | 61.65
| Audible/Visual Notification (System Sensor) | L-Series Speakers/Speaker-Strobes | SPSCWL-BP10 | SPEAKER STROBE WHITE CEILING - BULK PACK OF 10 | 1230 | 553.5
| Audible/Visual Notification (System Sensor) | L-Series Speakers/Speaker-Strobes | SPSCWL-CLR-ALERT | SPEAKER STROBE WHITE CEILING, ALERT | 148 | 66.6
| Audible/Visual Notification (System Sensor) | L-Series Speakers/Speaker-Strobes | SPSCWL-P | SPEAKER STROBE WHITE CEILING, PLAIN | 144 | 64.8
Discontinued | Audible/Visual Notification (System Sensor) | L-Series Speakers/Speaker-Strobes | SPSCWL-SP | SPEAKER STROBE WHITE CEILING, FUEGO
New | Audible/Visual Notification (System Sensor) | L-Series Speakers/Speaker-Strobes | SPSCWL-TILE | DROP-IN CEILING TILE SPEAKER STROBE, WHITE, UL LISTED | 275 | 123.75
| Audible/Visual Notification (System Sensor) | L-Series Speakers/Speaker-Strobes | SPSRL | SPEAKER STROBE RED WALL | 133 | 59.85
| Audible/Visual Notification (System Sensor) | L-Series Speakers/Speaker-Strobes | SPSRL-BP10 | SPEAKER STROBE RED WALL- BULK PACK OF 10 | 1190 | 535.5
| Audible/Visual Notification (System Sensor) | L-Series Speakers/Speaker-Strobes | SPSRL-P | SPEAKER STROBE RED WALL, PLAIN | 139 | 62.55
| Audible/Visual Notification (System Sensor) | L-Series Speakers/Speaker-Strobes | SPSRL-SP | SPEAKER STROBE RED WALL, FUEGO | 137 | 61.65
| Audible/Visual Notification (System Sensor) | L-Series Speakers/Speaker-Strobes | SPSWL | SPEAKER STROBE WHITE WALL | 133 | 59.85
| Audible/Visual Notification (System Sensor) | L-Series Speakers/Speaker-Strobes | SPSWL-ALERT | SPEAKER STROBE WHITE WALL, ALERT | 156 | 70.2
| Audible/Visual Notification (System Sensor) | L-Series Speakers/Speaker-Strobes | SPSWL-BP10 | SPEAKER STROBE WHITE WALL- BULK PACK OF 10 | 1190 | 535.5
| Audible/Visual Notification (System Sensor) | L-Series Speakers/Speaker-Strobes | SPSWL-CLR-ALERT | SPEAKER STROBE WHITE WALL CLEAR LENS, ALERT | 142 | 63.9
| Audible/Visual Notification (System Sensor) | L-Series Speakers/Speaker-Strobes | SPSWL-P | SPEAKER STROBE WHITE WALL, PLAIN | 140 | 63
| Audible/Visual Notification (System Sensor) | L-Series Speakers/Speaker-Strobes | SPWL | SPEAKER WHITE WALL | 51.5 | 23.17
| Audible/Visual Notification (System Sensor) | L-Series Speakers/Speaker-Strobes | SPWL-BP10 | SPEAKER WHITE WALL- BULK PACK OF 10 | 496 | 223.2
| Audible/Visual Notification (System Sensor) | L-Series Strobes | SCRL | STROBE RED CEILING | 80.5 | 36.22
| Audible/Visual Notification (System Sensor) | L-Series Strobes | SCRL-BP10 | STROBE RED CEILING - BULK PACK OF 10 | 735 | 330.75
| Audible/Visual Notification (System Sensor) | L-Series Strobes | SCWL | STROBE WHITE CEILING | 80.5 | 36.22
| Audible/Visual Notification (System Sensor) | L-Series Strobes | SCWL-BP10 | STROBE WHITE CEILING - BULK PACK OF 10 | 735 | 330.75
| Audible/Visual Notification (System Sensor) | L-Series Strobes | SCWL-CLR-ALERT | STOBE WHITE CEILING CLEAR LENS ALERT | 94 | 42.3
| Audible/Visual Notification (System Sensor) | L-Series Strobes | SGRL | STROBE RED WALL, COMPACT | 74.5 | 33.52
| Audible/Visual Notification (System Sensor) | L-Series Strobes | SGWL | STROBE WHITE WALL, COMPACT | 74.5 | 33.52
| Audible/Visual Notification (System Sensor) | L-Series Strobes | SRL | STROBE RED WALL | 76 | 34.2
| Audible/Visual Notification (System Sensor) | L-Series Strobes | SRL-BP10 | STROBE RED WALL - BULK PACK OF 10 | 695 | 312.75
| Audible/Visual Notification (System Sensor) | L-Series Strobes | SRL-P | STROBE RED WALL, PLAIN | 76 | 34.2
| Audible/Visual Notification (System Sensor) | L-Series Strobes | SRL-SP | STROBE RED WALL, FUEGO | 79 | 35.55
| Audible/Visual Notification (System Sensor) | L-Series Strobes | SWL | STROBE WHITE WALL | 76 | 34.2
| Audible/Visual Notification (System Sensor) | L-Series Strobes | SWL-ALERT | STROBE WHITE WALL, AMBER LENS | 96.5 | 43.42
| Audible/Visual Notification (System Sensor) | L-Series Strobes | SWL-BP10 | STROBE WHITE WALL - BULK PACK OF 10 | 695 | 312.75
| Audible/Visual Notification (System Sensor) | L-Series Strobes | SWL-CLR-ALERT | STROBE WHITE WALL, CLEAR LENS | 89.5 | 40.27
| Audible/Visual Notification (System Sensor) | L-Series Strobes | SWL-P | STROBE WHITE WALL, PLAIN | 76 | 34.2
| Audible/Visual Notification (System Sensor) | Mass Notification/Emergency Communications Audio/Visual | SEP-SPSWL | Dual Strobe Expander Plate, Wall Mounting, White, ALERT marking, Amber lens, 15cd to 185cd - Use with SWL, SWL-P, P2WL, SPSWL, SPSWL-P only | 143 | 64.35
| Audible/Visual Notification (System Sensor) | Mass Notification/Emergency Communications Audio/Visual | SEP-SPSWL-P | Dual Strobe Expander Plate, Wall Mounting, White, No Marking, 15cd to 185cd - Use with SWL, SWL-P, P2WL, SPSWL, SPSWL-P only | 137 | 61.65
| Audible/Visual Notification (System Sensor) | Mass Notification/Emergency Communications Audio/Visual | SPSEP-BBSWL | EXPANDER PLATE, L-SERIES, SKIRT | 53 | 23.85
| Audible/Visual Notification (System Sensor) | Speakers/Speaker-Strobes Outdoor | SPCWK | SPEAKER ONLY, OUTDOOR CEILING MT WHITE | 121 | 54.45
| Audible/Visual Notification (System Sensor) | Speakers/Speaker-Strobes Outdoor | SPRK | OUTDOOR SPEAKER ONLY, WALL MT RED | 121 | 54.45
| Audible/Visual Notification (System Sensor) | Speakers/Speaker-Strobes Outdoor | SPRK-R | REPLACEMENT UNIT - RED OUTDOOR SPEAKER | 91.5 | 41.17
| Audible/Visual Notification (System Sensor) | Speakers/Speaker-Strobes Outdoor | SPSCWHK | SPEAKER/STROBE, SELECTABLE HIGH CANDELA, OUTDOOR CEILING MT WHITE | 223 | 100.35
| Audible/Visual Notification (System Sensor) | Speakers/Speaker-Strobes Outdoor | SPSCWK | SPEAKER/STROBE, SELECTABLE CANDELA, OUTDOOR, CEILING MT WHITE | 213 | 95.85
| Audible/Visual Notification (System Sensor) | Speakers/Speaker-Strobes Outdoor | SPSRHK | Speaker/strobe, wall, high-candela 135, 150, 177, 185 red, outdoor, includes backbox | 240 | 108
| Audible/Visual Notification (System Sensor) | Speakers/Speaker-Strobes Outdoor | SPSRK | SPEAKER/STROBE, OUTDOOR SELECTABLE CANDELA, WALL MT RED | 213 | 95.85
| Audible/Visual Notification (System Sensor) | Speakers/Speaker-Strobes Outdoor | SPSRK-P | RED OUTDOOR SPEAKER STROBE, PLAIN | 246 | 110.7
| Audible/Visual Notification (System Sensor) | Speakers/Speaker-Strobes Outdoor | SPSRK-R | REPLACEMENT UNIT - RED OUTDOOR SPEAKER STROBE | 173 | 77.85
| Audible/Visual Notification (System Sensor) | Speakers/Speaker-Strobes Outdoor | SPSWK | SPEAKER/STROBE, OUTDOOR SELECTABLE CANDELA, WALL MT WHITE | 213 | 95.85
| Audible/Visual Notification (System Sensor) | Speakers/Speaker-Strobes Outdoor | SPSWK-P | WHITE OUTDOOR SPEAKER STROBE, PLAIN | 246 | 110.7
| Audible/Visual Notification (System Sensor) | Speakers/Speaker-Strobes Outdoor | SPWK | OUTDOOR SPEAKER ONLY, WALL MT WHITE | 121 | 54.45
New | Audible/Visual Notification (System Sensor) | SpectrAlert Advance Accessories | DECAL-R | RED DECALS FOR SPECTRALERT ADVANCE WALL PRODUCTS, 5 SETS OF 2 (10 TOTAL) | 94 | 42.3
New | Audible/Visual Notification (System Sensor) | SpectrAlert Advance Accessories | DECAL-RC | RED DECALS FOR SPECTRALERT ADVANCE CEILING PRODUCTS, 5 SETS OF 3 (15 TOTAL) | 141 | 63.45
New | Audible/Visual Notification (System Sensor) | SpectrAlert Advance Accessories | DECAL-W | WHITE DECALS FOR SPECTRALERT ADVANCE WALL PRODUCTS, 5 SETS OF 2 (10 TOTAL) | 94 | 42.3
New | Audible/Visual Notification (System Sensor) | SpectrAlert Advance Accessories | DECAL-WC | WHITE DECALS FOR SPECTRALERT ADVANCE WALL PRODUCTS, 5 SETS OF 3 (15 TOTAL) | 141 | 63.45
| Audible/Visual Notification (System Sensor) | SpectrAlert Advance Accessories | MWBBCW | METAL WEATHERPROOF BACK BOX, CEILING MT, WHITE | 80 | 36
| Audible/Visual Notification (System Sensor) | SpectrAlert Advance Accessories | MWBBW | METAL WEATHERPROOF BACK BOX, WALL MT, WHITE | 69 | 31.05
New | Audible/Visual Notification (System Sensor) | SpectrAlert Advance Accessories | RFP | RED 7 in x 9.5 in RETROFIT PLATE (5 PACK) | 129 | 58.05
New | Audible/Visual Notification (System Sensor) | SpectrAlert Advance Accessories | RFPW | WHITE 7 in x 9.5 in RETROFIT PLATE (5 PACK) | 129 | 58.05
New | Audible/Visual Notification (System Sensor) | SpectrAlert® Advance 2-Wire Horn/Strobes, Ceiling Mount | PC2RK | HORN/STROBE, 12/24 VOLT, RED, MULTI-CANDELA 15,15/75,30,75,110,115 CD, OUTDOOR, INCLUDES BACKBOX | 164 | 73.8
New | Audible/Visual Notification (System Sensor) | SpectrAlert® Advance Accessories | SA-WBB | WEATHERPROOF BACK BOX - WALL MOUNT, RED | 47 | 21.15
New | Audible/Visual Notification (System Sensor) | SpectrAlert® Advance Accessories | SA-WBBC | WEATHERPROOF BACK BOX - CEILING MOUNT, RED | 62.5 | 28.12
New | Audible/Visual Notification (System Sensor) | SpectrAlert® Advance Horns | HRK-R | REPLACEMENT HORN, RED, WALL MOUNT, OUTDOOR | 57.5 | 25.87
New | Audible/Visual Notification (System Sensor) | SpectrAlert® Advance Wall Speakers & Speaker Strobes | MP120K | ADAPTER PLATE, 120 VAC, FOR USE WITH SPECTRALERT ADVANCE DEVICES | 61.5 | 27.67
New | Audible/Visual Notification (System Sensor) | SpectrAlert® Advance Wall Speakers & Speaker Strobes | SPSCWHK-P | WALL, OUTDOOR, WHITE, SELECTABLE CANDELA, SPEAKER/STROBE, PORTUGESE | 252 | 113.4
New | Audible/Visual Notification (System Sensor) | SpectrAlert® Advance Wall Speakers & Speaker Strobes | SPSCWK-CLR-ALERT | CEILING SPEAKER/STROBE, WHITE PLASTIC BOX, CLEAR LENS | 253 | 113.85
New | Audible/Visual Notification (System Sensor) | SpectrAlert® Advance Wall Speakers & Speaker Strobes | SPSWK-CLR-ALERT | WALL SPEAKER/STROBE, WHITE PLASTIC BOX, CLEAR LENS | 235 | 105.75
| Audible/Visual Notification (System Sensor) | Strobes | LENS-A | WALL STROBE LENS ATTACHMENT, AMBER | 17.5 | 7.87
| Audible/Visual Notification (System Sensor) | Strobes | LENS-AC | CEILING STROBE LENS ATTACHMENT, AMBER | 17.5 | 7.87
| Audible/Visual Notification (System Sensor) | Strobes | LENS-B | WALL STROBE LENS ATTACHMENT, BLUE | 17.5 | 7.87
| Audible/Visual Notification (System Sensor) | Strobes | LENS-BC | CEILING STROBE LENS ATTACHMENT, BLUE | 17.5 | 7.87
| Audible/Visual Notification (System Sensor) | Strobes | LENS-G | WALL STROBE LENS ATTACHMENT, GREEN | 17.5 | 7.87
| Audible/Visual Notification (System Sensor) | Strobes | LENS-GC | CEILING STROBE LENS ATTACHMENT, GREEN | 17.5 | 7.87
| Audible/Visual Notification (System Sensor) | Strobes | LENS-R | WALL STROBE LENS ATTACHMENT, RED | 17.5 | 7.87
| Audible/Visual Notification (System Sensor) | Strobes | LENS-RC | CEILING STROBE LENS ATTACHMENT, RED | 17.5 | 7.87
| Audible/Visual Notification (System Sensor) | Strobes | SCRHK | STROBE CEILING, OUTDOOR HIGH CD 135,150,177,185 RED | 147 | 66.15
| Audible/Visual Notification (System Sensor) | Strobes | SCRK | STROBE CEILING, OUTDOOR MC 15,15/75,30,75,110,115 RED | 111 | 49.95
| Audible/Visual Notification (System Sensor) | Strobes | SCWHK | WHITE OUTDOOR STROBE, HIGH CANDELA, CEILING MOUNT | 147 | 66.15
| Audible/Visual Notification (System Sensor) | Strobes | SCWK | STROBE CEILING MT, OUTDOOR, MC, W/BACK BOX, WHITE | 111 | 49.95
| Audible/Visual Notification (System Sensor) | Strobes | SRHK | STROBE, WALL MT HIGH CD 135,150,177,185 OUTDOOR, RED | 147 | 66.15
| Audible/Visual Notification (System Sensor) | Strobes | SRHK-P | RED OUTDOOR STROBE, HIGH CANDELA, PLAIN | 151 | 67.95
| Audible/Visual Notification (System Sensor) | Strobes | SRK | STROBE, WALL MT MC 15,15/75,30,75,110,115 OUTDOOR, RED | 114 | 51.3
| Audible/Visual Notification (System Sensor) | Strobes | SRK-P | RED OUTDOOR STROBE, PLAIN | 113 | 50.85
| Audible/Visual Notification (System Sensor) | Strobes | SRK-R | REPL STROBE WALL MC 15,15/75,30,75,110,115 RED | 103 | 46.35
| Audible/Visual Notification (System Sensor) | Strobes | SWHK | WHITE OUTDOOR STROBE, HIGH CANDELA | 147 | 66.15
| Audible/Visual Notification (System Sensor) | Strobes | SWHK-P | WHITE OUTDOOR STROBE, HIGH CANDELA, PLAIN | 151 | 67.95
| Audible/Visual Notification (System Sensor) | Strobes | SWK | STROBE, 12/24 VOLT, MULTI-CANDELA 15, 15/75, 30, 75, 110, 115, WHITE, OUTDOOR, INCLUDES BACKBOX | 114 | 51.3
| Audible/Visual Notification (System Sensor) | Strobes | SWK-P | WHITE OUTDOOR STROBE, PLAIN | 113 | 50.85
New | Audible/Visual Notification (System Sensor) | System Sensor Accessories | WBB | WEATHERPROOF BACKBOX, RED. | 54 | 24.3
New | Audible/Visual Notification (System Sensor) | System Sensor Accessories | WTP | WATERTIGHT PLATE WALL HORN/STROBE RED | 51 | 22.95
New | Audible/Visual Notification (System Sensor) | System Sensor Accessories | WTP-SP | WATERTIGHT PLATE WALL SPEAKER STROBE RED | 56.5 | 25.42
New | Audible/Visual Notification (System Sensor) | System Sensor Accessories | WTP-SPW | WATERTIGHT PLATE WALL SPEAKER STROBE WHITE | 56.5 | 25.42
New | Audible/Visual Notification (System Sensor) | System Sensor Accessories | WTPW | WATERTIGHT PLATE HORN/STROBE WHITE | 51 | 22.95
Discontinued | Audible/Visual Notification (Wheelock) | Wheelock Explosion Proof Bells | CSX10-24-R | DISCONTINUED
Discontinued | Audible/Visual Notification (Wheelock) | Wheelock MB Series Motor Bells | MB-G10-12-R | DISCONTINUED
Discontinued | Audible/Visual Notification (Wheelock) | Wheelock MB Series Motor Bells | MB-G10-24-R | MOTOR BELL, 24 VDC, 10 INCH, RED, ADA, USE W/ WBB-R FOR OUTDOOR.
Discontinued | Audible/Visual Notification (Wheelock) | Wheelock MB Series Motor Bells | MB-G6-12-R | DISCONTINUED
Discontinued | Audible/Visual Notification (Wheelock) | Wheelock MB Series Motor Bells | MB-G6-24-R | MOTOR BELL, 24 VDC, 6 INCH, RED, ADA, USE W/ WBB-R FOR OUTDOOR.
New | BDA | Analog Class B BDA | HONBDA-A7S27B | PS 700 + 800MHz Dual Band including Band 14, Class B full band, 0.5W / +27dBm per band, AC & DC. NFPA compliant, UL2524 2nd Edition (Listing Pending) HONEYWELL Analog BDA | 5555.5 | 4166.62
New | BDA | Analog Class B BDA | SKFBDA-A7S27B | PS 700 + 800MHz Dual Band including Band 14, Class B full band, 0.5W / +27dBm per band, AC & DC. NFPA compliant, UL2524 2nd Edition (Listing Pending) FARENHYT Analog BDA | 5555.5 | 4166.62
New | BDA | BBU | BDA-BTTY-12-1 | Replacement Battery for 55AH BBU, single unit (2 batteries required) | 341.65 | 256.24
New | BDA | BBU | BDA-BTTY-24-1 | Replacement Battery for 100AH BBU, single unit (2 batteries required) | 410 | 307.5
New | BDA | BBU | HONBDA-BTTY-004 | Battery backup, NFPA, 24 hours, 200 Ah, batteries included, Annunciator Included, 1 output (non UL2524).HONEYWELL BBU for Active Crystal Filter (ACF) Digital BDA | 7245.35 | 5434.01
New | BDA | BBU | HONBDA-BTTY-100055 | BBU with built-in annunciator, 55AH, 24VDC, batteries included. NFPA compliant, UL2524 2nd Edition Listed HONEYWELL BBU | 4216.15 | 3162.11
New | BDA | BBU | HONBDA-BTTY100055N | BBU with built-in annunciator, 55AH, 24VDC, batteries not included. NFPA compliant, UL2524 2nd Edition Listed HONEYWELL BBU | 3601.15 | 2700.86
New | BDA | BBU | HONBDA-BTTY-100100 | BBU with built-in annunciator, 100AH, 24VDC, batteries included. NFPA compliant, UL2524 2nd Edition Listed HONEYWELL BBU | 4581.75 | 3436.31
New | BDA | BBU | HONBDA-BTTY100100N | BBU with built-in annunciator, 100AH, 24VDC, batteries not included. NFPA compliant, UL2524 2nd Edition Listed HONEYWELL BBU | 3874.5 | 2905.87
New | BDA | BBU | HONBDA-BTTY-ANN-3 | BBU External Annunciator with dry contacts. NFPA compliant, UL2524 2nd Edition (Listing Pending) HONEYWELL Annunciator | 1571.65 | 1178.74
New | BDA | BBU | HONBDA-BTTY-ANN-4 | BBU External Annunciator without dry contacts. NFPA compliant, UL2524 2nd Edition HONEYWELL Annunciator | 662.9 | 497.17
New | BDA | BBU | SKFBDA-BTTY-004 | Battery backup, NFPA, 24 hours, 200 Ah, batteries included, Annunciator Included, 1 output (non UL2524).FARENHYT BBU for Active Crystal Filter (ACF) Digital BDA | 7819.35 | 5864.51
New | BDA | BBU | SKFBDA-BTTY-100055 | BBU with built-in annunciator, 55AH, 24VDC, batteries included. Includes FARENHYT Monitor Module for FARENHYT FACP Connection for monitoring. NFPA compliant, UL2524 2nd Edition Listed FARENHYT BBU | 4790.15 | 3592.61
New | BDA | BBU | SKFBDA-BTTY100055N | BBU with built-in annunciator, 55AH, 24VDC, batteries not included. Includes FARENHYT Monitor Module for FARENHYT FACP Connection for monitoring. NFPA compliant, UL2524 2nd Edition Listed FARENHYT BBU | 4175.15 | 3131.36
New | BDA | BBU | SKFBDA-BTTY-100100 | BBU with built-in annunciator, 100AH, 24VDC, batteries included. Includes FARENHYT Monitor Module for FARENHYT FACP Connection for monitoring. NFPA compliant, UL2524 2nd Edition Listed FARENHYT BBU | 5155.75 | 3866.81
New | BDA | BBU | SKFBDA-BTTY100100N | BBU with built-in annunciator, 100AH, 24VDC, batteries not included. Includes FARENHYT Monitor Module for FARENHYT FACP Connection for monitoring. NFPA compliant, UL2524 2nd Edition Listed FARENHYT BBU | 4448.5 | 3336.37
New | BDA | BBU | SKFBDA-BTTY-ANN-3 | BBU External Annunciator with dry contacts. NFPA compliant, UL2524 2nd Edition (Listing Pending) FARENHYT Annunciator | 1571.65 | 1178.74
New | BDA | BBU | SKFBDA-BTTY-ANN-4 | BBU External Annunciator without dry contacts. NFPA compliant, UL2524 2nd Edition FARENHYT Annunciator | 662.9 | 497.17
New | BDA | BDA Services & Training | BDA-ANN-INCO-1 | ANN-INCO-01,Internal Collection Module - iBwave Mobile Survey - Single Subscription, Single Device, First sale | 1162.05 | 871.54
New | BDA | BDA Services & Training | BDA-ANN-INCO-1R | ANN-INCO-01-RW,Internal Collection Module - iBwave Mobile Survey - Single Subscription, Single Device, Renewal | 1162.05 | 871.54
New | BDA | BDA Services & Training | BDA-ANN-INTE-1 | ANN-INTE-01,Interpolation Module - iBwave Mobile Survey - Single Subscription, Single Device, First sale | 1162.05 | 871.54
New | BDA | BDA Services & Training | BDA-ANN-INTE-1R | ANN-INTE-01-RW,Interpolation Module - iBwave Mobile Survey - Single Subscription, Single Device, Renewal | 1162.05 | 871.54
New | BDA | BDA Services & Training | BDA-ANN-MOBL-1 | ANN-MOBL-01,iBwave Mobile Survey (formerly Note) Single Subscription (Includes 10GB of storage on iBwave Cloud), Single Device, First sale | 1291.85 | 968.89
New | BDA | BDA Services & Training | BDA-ANN-MOBL-1R | ANN-MOBL-01-RW,iBwave Mobile Survey (formerly Note) Single Subscription (Includes 10GB of storage on iBwave Cloud), Single Device, Renewal | 1291.85 | 968.89
New | BDA | BDA Services & Training | BDA-ANN-PS-1 | ANN-PS-01,iBwave Public Safety Single Subscription (1 year ), Single Device, First sale | 12970.35 | 9727.76
New | BDA | BDA Services & Training | BDA-ANN-PS-1R | ANN-PS-01-RW,iBwave Public Safety Single Subscription (1 year ), Single Device, Renewal | 12970.35 | 9727.76
New | BDA | BDA Services & Training | BDA-ANN-PS-F1 | ANN-PS-F1, iBwave Public Safety Floating subscription (1 year / 1 concurrent user), Unlimited Users, First sale | 20760.35 | 15570.26
New | BDA | BDA Services & Training | BDA-ANN-PS-F1R | ANN-PS-F1-RW,iBwave Public Safety Floating subscription (1 year / 1 concurrent user), Unlimited Users, Renewal | 20760.35 | 15570.26
New | BDA | BDA Services & Training | BDA-ANN-SUR-1-BDL | ANN-SURV-01-BDL,iBwave Mobile Survey + all modules bundle - Single Subscription (Includes 10GB of storage on iBwave Cloud), Single Device, First sale | 2856.4 | 2142.3
New | BDA | BDA Services & Training | BDA-ANN-SUR-1-BDLR | ANN-SURV-01-BDL-RW,iBwave Mobile Survey + all modules bundle - Single Subscription (Includes 10GB of storage on iBwave Cloud), Single Device, Renewal | 2856.4 | 2142.3
New | BDA | BDA Services & Training | BDA-SW056-X | SeeHawk Touch SW Outdoor Option with Permanent License (Supports 2G-5G and Critical Communications Technologies) | 1356.8 | 1017.6
New | BDA | BDA Services & Training | BDA-SW064-X | SeeHawk Reports with SeeHawk Collect Playback and Maps Option with Permanent License. Supports generating Reports and Playback for data collected using SeeHawk Collect or SeeHawk Touch. Does not support Data collection. | 8166.5 | 6124.87
New | BDA | BDA Services & Training | BDA-TRN-CRT-PS-VCC | TRN-CRTF-PS-VCC,iBwave Public Safety Virtual Classroom Online Certification,3-day training | 3888.55 | 2916.41
New | BDA | DAS Accessories | BDA-2HB12-JPLR-1 | 1' Cable Dragonskin, UL 2196 listed 2-hour rated 1/2" plenum cable, RFS 2HB12-50JPLR | 106.65 | 79.99
New | BDA | DAS Accessories | BDA-ANT-MONKIT-001 | Antenna Monitoring Kit for 4-port VHF/UHF Systems only | 240.9 | 180.67
New | BDA | DAS Accessories | BDA-ICA12-JPLLB-1K | 1000' Plenum Black Cable 1/2" Aluminum,RFS ICA12-50JPLLB | 2083.85 | 1562.89
New | BDA | DAS Accessories | BDA-ICA12-JPLLW-1K | 1000' Plenum White Cable 1/2" Aluminum,RFS ICA12-50JPLLW | 2083.85 | 1562.89
New | BDA | DAS Accessories | BDA-YDA150160-7-1 | Donor Antenna, Yagi Directional 150-160MHz, 7 dBi | 243.25 | 182.44
New | BDA | DAS Accessories | BDA-YDA155165-7-1 | Donor Antenna, Yagi Directional 155-165MHz, 7 dBi | 243.25 | 182.44
New | BDA | DAS Accessories | BDA-YDA165175-7-1 | Donor Antenna, Yagi Directional 165-175MHz, 7 dBi | 243.25 | 182.44
New | BDA | DESIGN | BDA-SVC1-DESIGN | BDA Design Only for typical building (Unit Ea.). - iBwave design service, 5 price levels based on single building size in SF , includes two revisions, variable path loss heatmaps, BOM, network layout 0 - 250,000 SF builidng : 120 units 251,000 - 500,000 SF builidng: 180 units 501,000 - 1,000,000 SF building: 270 units 1,001,000 - 2,000,000 SF building: 420 units 2,001,000 - 4,000,000 SF building: 600 units NOTE: Please include estimate number & project name and project contact email (contact should be factory trained) to the order for assigned project manager to contact for design | 26.6 | 19.95
Discontinued | BDA | Digital Class A BDA | HONBDA-EA-AT-1A | UHF 470-512MHz, +13dBm, NFPA, class A, AC & DC, ACF 1 channel internal Duplexer (non UL2524).HONEYWELL Active Crystal Filter (ACF) Digital BDA
Discontinued | BDA | Digital Class A BDA | HONBDA-EA-AT-2A | UHF 470-512MHz, +10dBm, NFPA, class A, AC & DC, ACF 2 channel internal Duplexer (non UL2524).HONEYWELL Active Crystal Filter (ACF) Digital BDA
Discontinued | BDA | Digital Class A BDA | HONBDA-EA-AU-1A | UHF 450-470MHz, +13dBm, NFPA, class A, AC & DC, ACF 1 channel internal Duplexer (non UL2524).HONEYWELL Active Crystal Filter (ACF) Digital BDA
Discontinued | BDA | Digital Class A BDA | HONBDA-EA-AU-2A | UHF 450-470MHz, +10dBm, NFPA, class A, AC & DC, ACF 2 channel internal Duplexer (non UL2524).HONEYWELL Active Crystal Filter (ACF) Digital BDA
New | BDA | Digital Class A BDA | HONBDA-EA-AV-1A | VHF 136-174MHz, +13dBm, NFPA, class A, AC & DC, ACF 1 channel internal Duplexer (non UL2524). HONEYWELL Active Crystal Filter (ACF) Digital BDA | 26874.7 | 20156.02
New | BDA | Digital Class A BDA | HONBDA-EA-AV-2A | VHF 136-174MHz, +10dBm, NFPA, class A, AC & DC, ACF 2 channel internal Duplexer (non UL2524).HONEYWELL Active Crystal Filter (ACF) Digital BDA | 26874.7 | 20156.02
Discontinued | BDA | Digital Class A BDA | SKFBDA-EA-AT-1A | DISCONTINUED
Discontinued | BDA | Digital Class A BDA | SKFBDA-EA-AT-2A | DISCONTINUED
Discontinued | BDA | Digital Class A BDA | SKFBDA-EA-AU-1A | DISCONTINUED
Discontinued | BDA | Digital Class A BDA | SKFBDA-EA-AU-2A | DISCONTINUED
New | BDA | Digital Class A BDA | SKFBDA-EA-AV-1A | VHF 136-174MHz, +13dBm, NFPA, class A, AC & DC, ACF 1 channel internal Duplexer (non UL2524). FARENHYT Active Crystal Filter (ACF) Digital BDA | 26874.7 | 20156.02
New | BDA | Digital Class A BDA | SKFBDA-EA-AV-2A | VHF 136-174MHz, +10dBm, NFPA, class A, AC & DC, ACF 2 channel internal Duplexer (non UL2524).FARENHYT Active Crystal Filter (ACF) Digital BDA | 26874.7 | 20156.02
New | BDA | Digital Class A/B BDA | BDA-LIC-D27A-D33A | Digital 700/800 BDA Upgrade License - Dual Band 0.5W Class A to Dual Band 2W Class A | 2733.4 | 2050.05
New | BDA | Digital Class A/B BDA | BDA-LIC-D27B-D27A | Digital 700/800 BDA Upgrade License - Dual Band 0.5W Class B to Dual Band 0.5W Class A | 3917.55 | 2938.16
New | BDA | Digital Class A/B BDA | BDA-LIC-D27B-D33A | Digital 700/800 BDA Upgrade License - Dual Band 0.5W Class B to Dual Band 2W Class A | 5596.5 | 4197.37
New | BDA | Digital Class A/B BDA | BDA-LIC-D27B-D33B | Digital 700/800 BDA Upgrade License - Dual Band 0.5W Class B to Dual Band 2W Class B | 3536.25 | 2652.19
New | BDA | Digital Class A/B BDA | BDA-LIC-D33B-D33A | Digital 700/800 BDA Upgrade License - Dual Band 2W Class B to Dual Band 2W Class A | 2733.4 | 2050.05
New | BDA | Digital Class A/B BDA | BDA-LIC-S27A-D27A | Digital 700/800 BDA Upgrade License - Single Band 0.5W Class A to Dual Band 0.5W Class A | 3553.4 | 2665.05
New | BDA | Digital Class A/B BDA | BDA-LIC-S27A-D33A | Digital 700/800 BDA Upgrade License - Single Band 0.5W Class A to Dual Band 2W Class A | 6286.65 | 4714.99
New | BDA | Digital Class A/B BDA | BDA-LIC-S27A-S33A | Digital 700/800 BDA Upgrade License - Single Band 0.5W Class A to Single Band 2W Class A | 2186.65 | 1639.99
New | BDA | Digital Class A/B BDA | BDA-LIC-S33A-D33A | Digital 700/800 BDA Upgrade License - Single Band 2W Class A to Dual Band 2W Class A | 4100 | 3075
New | BDA | Digital Class A/B BDA | BDA-LIC-S33B-D33A | Digital 700/800 BDA Upgrade License - Single Band 2W Class B to Dual Band 2W Class A | 6833.4 | 5125.05
New | BDA | Digital Class A/B BDA | BDA-LIC-S33B-D33B | Digital 700/800 BDA Upgrade License - Single Band 2W Class B to Dual Band 2W Class B | 4100 | 3075
New | BDA | Digital Class A/B BDA | BDA-LIC-S33B-S33A | Digital 700/800 BDA Upgrade License - Single Band 2W Class B to Single Band 2W Class A | 2733.4 | 2050.05
New | BDA | Digital Class A/B BDA | HONBDA-A-727A | PS 700 MHz incl Band 14, Class A,0.5W / +27dBm, AC. NFPA compliant, UL2524 2nd Edition Listed HONEYWELL Digital BDA | 8473.4 | 6355.05
New | BDA | Digital Class A/B BDA | HONBDA-A-727AH | PS 700 MHz incl Band 14 High Capacity, Class A,0.5W / +27dBm, AC. NFPA compliant, UL2524 2nd Edition Listed HONEYWELL Digital BDA | 9840 | 7380
New | BDA | Digital Class A/B BDA | HONBDA-A-733A | PS 700 MHz incl Band 14, Class A,2W / +33dBm, AC. NFPA compliant, UL2524 2nd Edition Listed HONEYWELL Digital BDA | 9566.65 | 7174.99
New | BDA | Digital Class A/B BDA | HONBDA-A-733AH | PS 700 MHz incl Band 14 High Capacity, Class A,2W / +33dBm, AC. NFPA compliant, UL2524 2nd Edition Listed HONEYWELL Digital BDA | 10933.4 | 8200.05
New | BDA | Digital Class A/B BDA | HONBDA-A-733B | PS 700 MHz incl Band 14, Class B,2W / +33dBm, AC. NFPA compliant, UL2524 2nd Edition Listed HONEYWELL Digital BDA | 8052.4 | 6039.3
New | BDA | Digital Class A/B BDA | HONBDA-A-737A | PS 700 MHz incl Band 14, Class A,5W / +37dBm, AC. NFPA compliant, UL2524 2nd Edition (Listing Pending) HONEYWELL Digital BDA | 10933.4 | 8200.05
New | BDA | Digital Class A/B BDA | HONBDA-A-737AH | PS 700 MHz incl Band 14 High Capacity, Class A,5W / +37dBm, AC. NFPA compliant, UL2524 2nd Edition (Listing Pending) HONEYWELL Digital BDA | 12115.5 | 9086.62
New | BDA | Digital Class A/B BDA | HONBDA-A-7S27A | PS 700 + 800MHz Dual Band incl Band 14, Class A,0.5W / +27dBm per band, AC. NFPA compliant, UL2524 2nd Edition Listed HONEYWELL Digital BDA | 10250 | 7687.5
New | BDA | Digital Class A/B BDA | HONBDA-A-7S27B | PS 700 + 800MHz Dual Band incl Band 14, Class B,0.5W / +27dBm per band, AC. NFPA compliant, UL2524 2nd Edition Listed HONEYWELL Digital BDA | 6833.4 | 5125.05
New | BDA | Digital Class A/B BDA | HONBDA-A-7S33A | PS 700 + 800MHz Dual Band incl Band 14, Class A,2W / +33dBm per band, AC. NFPA compliant, UL2524 2nd Edition Listed HONEYWELL Digital BDA | 11616.65 | 8712.49
New | BDA | Digital Class A/B BDA | HONBDA-A-7S33B | PS 700 + 800MHz Dual Band incl Band 14, Class B,2W / +33dBm per band, AC. NFPA compliant, UL2524 2nd Edition Listed HONEYWELL Digital BDA | 10065.5 | 7549.12
New | BDA | Digital Class A/B BDA | HONBDA-A-7S37A | PS 700 + 800MHz Dual Band incl Band 14, Class A,5W / +37dBm per band, AC. NFPA compliant, UL2524 2nd Edition (Listing Pending) HONEYWELL Digital BDA | 13482.15 | 10111.61
New | BDA | Digital Class A/B BDA | HONBDA-A-7S37B | PS 700 + 800MHz Dual Band incl Band 14, Class B,5W / +37dBm per band, AC. NFPA compliant, UL2524 2nd Edition (Listing Pending) HONEYWELL Digital BDA | 11705.5 | 8779.12
New | BDA | Digital Class A/B BDA | HONBDA-A-S27A | PS 800 MHz, Class A,0.5W / +27dBm, AC. NFPA compliant, UL2524 2nd Edition Listed HONEYWELL Digital BDA | 8473.4 | 6355.05
New | BDA | Digital Class A/B BDA | HONBDA-A-S27AH | PS 800 MHz High Capacity, Class A,0.5W / +27dBm, AC. NFPA compliant, UL2524 2nd Edition Listed HONEYWELL Digital BDA | 9840 | 7380
New | BDA | Digital Class A/B BDA | HONBDA-A-S33A | PS 800 MHz, Class A,2W / +33dBm, AC. NFPA compliant, UL2524 2nd Edition Listed HONEYWELL Digital BDA | 9566.65 | 7174.99
New | BDA | Digital Class A/B BDA | HONBDA-A-S33AH | PS 800 MHz High Capacity, Class A,2W / +33dBm, AC. NFPA compliant, UL2524 2nd Edition Listed HONEYWELL Digital BDA | 10933.4 | 8200.05
New | BDA | Digital Class A/B BDA | HONBDA-A-S33B | PS 800 MHz, Class B,2W / +33dBm, AC. NFPA compliant, UL2524 2nd Edition Listed HONEYWELL Digital BDA | 8052.4 | 6039.3
New | BDA | Digital Class A/B BDA | HONBDA-A-S37A | PS 800 MHz, Class A,5W / +37dBm, AC. NFPA compliant, UL2524 2nd Edition (Listing Pending) HONEYWELL Digital BDA | 10933.4 | 8200.05
New | BDA | Digital Class A/B BDA | HONBDA-A-S37AH | PS 800 MHz High Capacity, Class A,5W / +37dBm, AC. NFPA compliant, UL2524 2nd Edition (Listing Pending) HONEYWELL Digital BDA | 12115.5 | 9086.62
New | BDA | Digital Class A/B BDA | HONBDA-CA-AUT | Base Ordering SKU for 1W/+30dBm UHF, Class A&B, AC & DC.NFPA compliant, UL2524 2nd Edition Listed HONEYWELL Digital BDA | 14145 | 10608.75
New | BDA | Digital Class A/B BDA | HONBDA-CA-AUT-37 | Base Ordering SKU for 5W/+37dBm UHF, Class A&B, AC & DC.NFPA compliant, UL2524 2nd Edition (Listing Pending) HONEYWELL Digital BDA | 17835 | 13376.25
New | BDA | Digital Class A/B BDA | HONBDA-CA-AUTM | Base Ordering SKU for 1W/+30dBm UHF, Class A&B, AC & DC, Miami Dade.NFPA compliant, UL2524 2nd Edition Listed HONEYWELL Digital BDA | 11753.4 | 8815.05
New | BDA | Digital Class A/B BDA | HONBDA-CA-AUTM-37 | Base Ordering SKU for 5W/+37dBm UHF, Class A&B, AC & DC, Miami Dade.NFPA compliant, UL2524 2nd Edition (Listing Pending) HONEYWELL Digital BDA | 14623.4 | 10967.55
New | BDA | Digital Class A/B BDA | HONBDA-CA-AV | Base Ordering SKU for 0.25W / +24dBm VHF 136-174 MHz, Class A&B, AC & DC.NFPA compliant, UL2524 2nd Edition Listed HONEYWELL Digital BDA | 13974.15 | 10480.61
New | BDA | Digital Class A/B BDA | HONBDA-CA-AV-30 | Base Ordering SKU for 1W/+30dBm VHF 136-174 MHz, class A&B, AC & DC.NFPA compliant, UL2524 2nd Edition Listed HONEYWELL Digital BDA | 17356.65 | 13017.49
New | BDA | Digital Class A/B BDA | HONBDA-CA-AV-35 | VHF 136-174MHz, 0.25W/+24dBm in VHF, Class A & B, 3.5MHz BW, AC & DC.NFPA compliant, UL2524 2nd Edition Listed HONEYWELL Digital BDA | 25529.4 | 19147.05
New | BDA | Digital Class A/B BDA | HONBDA-D-727A | PS 700 MHz incl Band 14, Class A,0.5W / +27dBm, DC. NFPA compliant, UL2524 2nd Edition Listed HONEYWELL Digital BDA | 8473.4 | 6355.05
New | BDA | Digital Class A/B BDA | HONBDA-D-727AH | PS 700 MHz incl Band 14 High Capacity, Class A,0.5W / +27dBm, DC. NFPA compliant, UL2524 2nd Edition Listed HONEYWELL Digital BDA | 9840 | 7380
New | BDA | Digital Class A/B BDA | HONBDA-D-733A | PS 700 MHz incl Band 14, Class A,2W / +33dBm, DC. NFPA compliant, UL2524 2nd Edition Listed HONEYWELL Digital BDA | 9566.65 | 7174.99
New | BDA | Digital Class A/B BDA | HONBDA-D-733AH | PS 700 MHz incl Band 14 High Capacity, Class A,2W / +33dBm, DC. NFPA compliant, UL2524 2nd Edition Listed HONEYWELL Digital BDA | 10933.4 | 8200.05
New | BDA | Digital Class A/B BDA | HONBDA-D-733B | PS 700 MHz incl Band 14, Class B,2W / +33dBm, DC. NFPA compliant, UL2524 2nd Edition Listed HONEYWELL Digital BDA | 8052.4 | 6039.3
New | BDA | Digital Class A/B BDA | HONBDA-D-737A | PS 700 MHz incl Band 14, Class A,5W / +37dBm, DC. NFPA compliant, UL2524 2nd Edition (Listing Pending) HONEYWELL Digital BDA | 10933.4 | 8200.05
New | BDA | Digital Class A/B BDA | HONBDA-D-737AH | PS 700 MHz incl Band 14 High Capacity, Class A,5W / +37dBm, DC. NFPA compliant, UL2524 2nd Edition (Listing Pending) HONEYWELL Digital BDA | 12115.5 | 9086.62
New | BDA | Digital Class A/B BDA | HONBDA-D-7S27A | PS 700 + 800MHz Dual Band incl Band 14, Class A,0.5W / +27dBm per band, DC. NFPA compliant, UL2524 2nd Edition Listed HONEYWELL Digital BDA | 10250 | 7687.5
New | BDA | Digital Class A/B BDA | HONBDA-D-7S27B | PS 700 + 800MHz Dual Band incl Band 14, Class B,0.5W / +27dBm per band, DC. NFPA compliant, UL2524 2nd Edition Listed HONEYWELL Digital BDA | 6833.4 | 5125.05
New | BDA | Digital Class A/B BDA | HONBDA-D-7S33A | PS 700 + 800MHz Dual Band incl Band 14, Class A,2W / +33dBm per band, DC. NFPA compliant, UL2524 2nd Edition Listed HONEYWELL Digital BDA | 11616.65 | 8712.49
New | BDA | Digital Class A/B BDA | HONBDA-D-7S33B | PS 700 + 800MHz Dual Band incl Band 14, Class B,2W / +33dBm per band, DC. NFPA compliant, UL2524 2nd Edition Listed HONEYWELL Digital BDA | 10065.5 | 7549.12
New | BDA | Digital Class A/B BDA | HONBDA-D-7S37A | PS 700 + 800MHz Dual Band incl Band 14, Class A,5W / +37dBm per band, DC. NFPA compliant, UL2524 2nd Edition (Listing Pending) HONEYWELL Digital BDA | 13482.15 | 10111.61
New | BDA | Digital Class A/B BDA | HONBDA-D-7S37B | PS 700 + 800MHz Dual Band incl Band 14, Class B,5W / +37dBm per band, DC. NFPA compliant, UL2524 2nd Edition (Listing Pending) HONEYWELL Digital BDA | 11705.5 | 8779.12
New | BDA | Digital Class A/B BDA | HONBDA-D-S27A | PS 800 MHz, Class A,0.5W / +27dBm, DC. NFPA compliant, UL2524 2nd Edition Listed HONEYWELL Digital BDA | 8473.4 | 6355.05
New | BDA | Digital Class A/B BDA | HONBDA-D-S27AH | PS 800 MHz High Capacity, Class A,0.5W / +27dBm, DC. NFPA compliant, UL2524 2nd Edition Listed HONEYWELL Digital BDA | 9840 | 7380
New | BDA | Digital Class A/B BDA | HONBDA-D-S33A | PS 800 MHz, Class A,2W / +33dBm, DC. NFPA compliant, UL2524 2nd Edition Listed HONEYWELL Digital BDA | 9566.65 | 7174.99
New | BDA | Digital Class A/B BDA | HONBDA-D-S33AH | PS 800 MHz High Capacity, Class A,2W / +33dBm, DC. NFPA compliant, UL2524 2nd Edition Listed HONEYWELL Digital BDA | 10933.4 | 8200.05
New | BDA | Digital Class A/B BDA | HONBDA-D-S33B | PS 800 MHz, Class B,2W / +33dBm, DC. NFPA compliant, UL2524 2nd Edition Listed HONEYWELL Digital BDA | 8052.4 | 6039.3
New | BDA | Digital Class A/B BDA | HONBDA-D-S37A | PS 800 MHz, Class A,5W / +37dBm, DC. NFPA compliant, UL2524 2nd Edition (Listing Pending) HONEYWELL Digital BDA | 10933.4 | 8200.05
New | BDA | Digital Class A/B BDA | HONBDA-D-S37AH | PS 800 MHz High Capacity, Class A,5W / +37dBm, DC. NFPA compliant, UL2524 2nd Edition (Listing Pending) HONEYWELL Digital BDA | 12115.5 | 9086.62
New | BDA | Digital Class A/B BDA | HONBDA-EA-AU-40 | UHF 450-470MHz, 1W/+30dBm in UHF, Class A & B, 4MHz BW, AC & DC.NFPA compliant, UL2524 2nd Edition Listed HONEYWELL Digital BDA | 23978.15 | 17983.61
New | BDA | Digital Class A/B BDA | HONBDA-EAAVT3520 | VHF + UHF 136-174MHz + 470-512MHz, 0.25W/+24dBm in VHF, 1W/+30dBmNFPA compliant, UL2524 2nd Edition Listed HONEYWELL Digital BDA in UHF,Class A & B, 3.5MHz BW, AC & DC. | 35690.5 | 26767.87
New | BDA | Digital Class A/B BDA | HONBDA-EAAVU3540 | VHF + UHF 136-174MHz + 450-470MHz, 0.25W/+24dBm in VHF, 1W/+30dBm in UHF, Class A & B, 3.5MHz BW, 4MHz BW, AC & DC.NFPA compliant, UL2524 2nd Edition Listed HONEYWELL Digital BDA | 35690.5 | 26767.87
New | BDA | Digital Class A/B BDA | HONBDA-EA-AVUT | Base Ordering SKU for 0.5W/+27dBm VHF 136-174 MHz + 1W/+30dBm UHF, Class A&B, AC & DC.NFPA compliant, UL2524 2nd Edition Listed HONEYWELL Digital BDA | 14418.4 | 10813.8
New | BDA | Digital Class A/B BDA | HONBDA-EAAVUT-3037 | Base Ordering SKU for 1W/+30dBm VHF 136-174 MHz + 5W/+37dBm UHF, Class A&B, AC & DC.NFPA compliant, UL2524 2nd Edition (Listing Pending) HONEYWELL Digital BDA | 16434.15 | 12325.61
New | BDA | Digital Class A/B BDA | HONBDA-EA-AVUTM | Base Ordering SKU for 0.5W/+27dBm VHF 136-174 MHz + 1W/+30dBm UHF, Class A&B, AC & DC, Miami Dade.NFPA compliant, UL2524 2nd Edition Listed HONEYWELL Digital BDA | 11616.65 | 8712.49
New | BDA | Digital Class A/B BDA | HONBDAEAAVUTM-3037 | Base Ordering SKU for 1W/+30dBm VHF 136-174 MHz + 5W/+37dBm UHF, Class A&B, AC & DC, Miami Dade.NFPA compliant, UL2524 2nd Edition (Listing Pending) HONEYWELL Digital BDA | 12983.4 | 9737.55
New | BDA | Digital Class A/B BDA | SKFBDA-A-727A | PS 700 MHz incl Band 14, Class A,0.5W / +27dBm, AC. NFPA compliant, UL2524 2nd Edition Listed FARENHYT Digital BDA | 8473.4 | 6355.05
New | BDA | Digital Class A/B BDA | SKFBDA-A-727AH | PS 700 MHz incl Band 14 High Capacity, Class A,0.5W / +27dBm, AC. NFPA compliant, UL2524 2nd Edition Listed FARENHYT Digital BDA | 9840 | 7380
New | BDA | Digital Class A/B BDA | SKFBDA-A-733A | PS 700 MHz incl Band 14, Class A,2W / +33dBm, AC. NFPA compliant, UL2524 2nd Edition Listed FARENHYT Digital BDA | 9566.65 | 7174.99
New | BDA | Digital Class A/B BDA | SKFBDA-A-733AH | PS 700 MHz incl Band 14 High Capacity, Class A,2W / +33dBm, AC. NFPA compliant, UL2524 2nd Edition Listed FARENHYT Digital BDA | 10933.4 | 8200.05
New | BDA | Digital Class A/B BDA | SKFBDA-A-733B | PS 700 MHz incl Band 14, Class B,2W / +33dBm, AC. NFPA compliant, UL2524 2nd Edition Listed FARENHYT Digital BDA | 8052.4 | 6039.3
New | BDA | Digital Class A/B BDA | SKFBDA-A-737A | PS 700 MHz incl Band 14, Class A,5W / +37dBm, AC. NFPA compliant, UL2524 2nd Edition (Listing Pending) FARENHYT Digital BDA | 10933.4 | 8200.05
New | BDA | Digital Class A/B BDA | SKFBDA-A-737AH | PS 700 MHz incl Band 14 High Capacity, Class A,5W / +37dBm, AC. NFPA compliant, UL2524 2nd Edition (Listing Pending) FARENHYT Digital BDA | 12115.5 | 9086.62
New | BDA | Digital Class A/B BDA | SKFBDA-A-7S27A | PS 700 + 800MHz Dual Band incl Band 14, Class A,0.5W / +27dBm per band, AC. NFPA compliant, UL2524 2nd Edition Listed FARENHYT Digital BDA | 10250 | 7687.5
New | BDA | Digital Class A/B BDA | SKFBDA-A-7S27B | PS 700 + 800MHz Dual Band incl Band 14, Class B,0.5W / +27dBm per band, AC. NFPA compliant, UL2524 2nd Edition Listed FARENHYT Digital BDA | 6833.4 | 5125.05
New | BDA | Digital Class A/B BDA | SKFBDA-A-7S33A | PS 700 + 800MHz Dual Band incl Band 14, Class A,2W / +33dBm per band, AC. NFPA compliant, UL2524 2nd Edition Listed FARENHYT Digital BDA | 11616.65 | 8712.49
New | BDA | Digital Class A/B BDA | SKFBDA-A-7S33B | PS 700 + 800MHz Dual Band incl Band 14, Class B,2W / +33dBm per band, AC. NFPA compliant, UL2524 2nd Edition Listed FARENHYT Digital BDA | 10065.5 | 7549.12
New | BDA | Digital Class A/B BDA | SKFBDA-A-7S37A | PS 700 + 800MHz Dual Band incl Band 14, Class A,5W / +37dBm per band, AC. NFPA compliant, UL2524 2nd Edition (Listing Pending) FARENHYT Digital BDA | 13482.15 | 10111.61
New | BDA | Digital Class A/B BDA | SKFBDA-A-7S37B | PS 700 + 800MHz Dual Band incl Band 14, Class B,5W / +37dBm per band, AC. NFPA compliant, UL2524 2nd Edition (Listing Pending) FARENHYT Digital BDA | 11705.5 | 8779.12
New | BDA | Digital Class A/B BDA | SKFBDA-A-S27A | PS 800 MHz, Class A,0.5W / +27dBm, AC. NFPA compliant, UL2524 2nd Edition Listed FARENHYT Digital BDA | 8473.4 | 6355.05
New | BDA | Digital Class A/B BDA | SKFBDA-A-S27AH | PS 800 MHz High Capacity, Class A,0.5W / +27dBm, AC. NFPA compliant, UL2524 2nd Edition Listed FARENHYT Digital BDA | 9840 | 7380
New | BDA | Digital Class A/B BDA | SKFBDA-A-S33A | PS 800 MHz, Class A,2W / +33dBm, AC. NFPA compliant, UL2524 2nd Edition Listed FARENHYT Digital BDA | 9566.65 | 7174.99
New | BDA | Digital Class A/B BDA | SKFBDA-A-S33AH | PS 800 MHz High Capacity, Class A,2W / +33dBm, AC. NFPA compliant, UL2524 2nd Edition Listed FARENHYT Digital BDA | 10933.4 | 8200.05
New | BDA | Digital Class A/B BDA | SKFBDA-A-S33B | PS 800 MHz, Class B,2W / +33dBm, AC. NFPA compliant, UL2524 2nd Edition Listed FARENHYT Digital BDA | 8052.4 | 6039.3
New | BDA | Digital Class A/B BDA | SKFBDA-A-S37A | PS 800 MHz, Class A,5W / +37dBm, AC. NFPA compliant, UL2524 2nd Edition (Listing Pending) FARENHYT Digital BDA | 10933.4 | 8200.05
New | BDA | Digital Class A/B BDA | SKFBDA-A-S37AH | PS 800 MHz High Capacity, Class A,5W / +37dBm, AC. NFPA compliant, UL2524 2nd Edition (Listing Pending) FARENHYT Digital BDA | 12115.5 | 9086.62
New | BDA | Digital Class A/B BDA | SKFBDA-CA-AUT | Base Ordering SKU for 1W/+30dBm UHF, Class A&B, AC & DC.NFPA compliant, UL2524 2nd Edition Listed FARENHYT Digital BDA | 14145 | 10608.75
New | BDA | Digital Class A/B BDA | SKFBDA-CA-AUT-37 | Base Ordering SKU for 5W/+37dBm UHF, Class A&B, AC & DC.NFPA compliant, UL2524 2nd Edition (Listing Pending) FARENHYT Digital BDA | 17835 | 7134
New | BDA | Digital Class A/B BDA | SKFBDA-CA-AUTM | Base Ordering SKU for 1W/+30dBm UHF, Class A&B, AC & DC, Miami Dade.NFPA compliant, UL2524 2nd Edition Listed FARENHYT Digital BDA | 11753.4 | 8815.05
New | BDA | Digital Class A/B BDA | SKFBDA-CA-AUTM-37 | Base Ordering SKU for 5W/+37dBm UHF, Class A&B, AC & DC, Miami Dade.NFPA compliant, UL2524 2nd Edition (Listing Pending) FARENHYT Digital BDA | 14623.4 | 5849.36
New | BDA | Digital Class A/B BDA | SKFBDA-CA-AV | Base Ordering SKU for 0.25W / +24dBm VHF 136-174 MHz, Class A&B, AC & DC.NFPA compliant, UL2524 2nd Edition Listed FARENHYT Digital BDA | 13974.15 | 10480.61
New | BDA | Digital Class A/B BDA | SKFBDA-CA-AV-30 | Base Ordering SKU for 1W/+30dBm VHF 136-174 MHz, class A&B, AC & DC.NFPA compliant, UL2524 2nd Edition Listed FARENHYT Digital BDA | 17356.65 | 13017.49
New | BDA | Digital Class A/B BDA | SKFBDA-CA-AV-35 | VHF 136-174MHz, 0.25W/+24dBm in VHF, Class A & B, 3.5MHz BW, AC & DC.NFPA compliant, UL2524 2nd Edition Listed FARENHYT Digital BDA | 25529.4 | 19147.05
New | BDA | Digital Class A/B BDA | SKFBDA-D-727A | PS 700 MHz incl Band 14, Class A,0.5W / +27dBm, DC. NFPA compliant, UL2524 2nd Edition Listed FARENHYT Digital BDA | 8473.4 | 6355.05
New | BDA | Digital Class A/B BDA | SKFBDA-D-727AH | PS 700 MHz incl Band 14 High Capacity, Class A,0.5W / +27dBm, DC. NFPA compliant, UL2524 2nd Edition Listed FARENHYT Digital BDA | 9840 | 7380
New | BDA | Digital Class A/B BDA | SKFBDA-D-733A | PS 700 MHz incl Band 14, Class A,2W / +33dBm, DC. NFPA compliant, UL2524 2nd Edition Listed FARENHYT Digital BDA | 9566.65 | 7174.99
New | BDA | Digital Class A/B BDA | SKFBDA-D-733AH | PS 700 MHz incl Band 14 High Capacity, Class A,2W / +33dBm, DC. NFPA compliant, UL2524 2nd Edition Listed FARENHYT Digital BDA | 10933.4 | 8200.05
New | BDA | Digital Class A/B BDA | SKFBDA-D-733B | PS 700 MHz incl Band 14, Class B,2W / +33dBm, DC. NFPA compliant, UL2524 2nd Edition Listed FARENHYT Digital BDA | 8052.4 | 6039.3
New | BDA | Digital Class A/B BDA | SKFBDA-D-737A | PS 700 MHz incl Band 14, Class A,5W / +37dBm, DC. NFPA compliant, UL2524 2nd Edition (Listing Pending) FARENHYT Digital BDA | 10933.4 | 8200.05
New | BDA | Digital Class A/B BDA | SKFBDA-D-737AH | PS 700 MHz incl Band 14 High Capacity, Class A,5W / +37dBm, DC. NFPA compliant, UL2524 2nd Edition (Listing Pending) FARENHYT Digital BDA | 12115.5 | 9086.62
New | BDA | Digital Class A/B BDA | SKFBDA-D-7S27A | PS 700 + 800MHz Dual Band incl Band 14, Class A,0.5W / +27dBm per band, DC. NFPA compliant, UL2524 2nd Edition Listed FARENHYT Digital BDA | 10250 | 7687.5
New | BDA | Digital Class A/B BDA | SKFBDA-D-7S27B | PS 700 + 800MHz Dual Band incl Band 14, Class B,0.5W / +27dBm per band, DC. NFPA compliant, UL2524 2nd Edition Listed FARENHYT Digital BDA | 6833.4 | 5125.05
New | BDA | Digital Class A/B BDA | SKFBDA-D-7S33A | PS 700 + 800MHz Dual Band incl Band 14, Class A,2W / +33dBm per band, DC. NFPA compliant, UL2524 2nd Edition Listed FARENHYT Digital BDA | 11616.65 | 8712.49
New | BDA | Digital Class A/B BDA | SKFBDA-D-7S33B | PS 700 + 800MHz Dual Band incl Band 14, Class B,2W / +33dBm per band, DC. NFPA compliant, UL2524 2nd Edition Listed FARENHYT Digital BDA | 10065.5 | 7549.12
New | BDA | Digital Class A/B BDA | SKFBDA-D-7S37A | PS 700 + 800MHz Dual Band incl Band 14, Class A,5W / +37dBm per band, DC. NFPA compliant, UL2524 2nd Edition (Listing Pending) FARENHYT Digital BDA | 13482.15 | 10111.61
New | BDA | Digital Class A/B BDA | SKFBDA-D-7S37B | PS 700 + 800MHz Dual Band incl Band 14, Class B,5W / +37dBm per band, DC. NFPA compliant, UL2524 2nd Edition (Listing Pending) FARENHYT Digital BDA | 11705.5 | 8779.12
New | BDA | Digital Class A/B BDA | SKFBDA-D-S27A | PS 800 MHz, Class A,0.5W / +27dBm, DC. NFPA compliant, UL2524 2nd Edition Listed FARENHYT Digital BDA | 8473.4 | 6355.05
New | BDA | Digital Class A/B BDA | SKFBDA-D-S27AH | PS 800 MHz High Capacity, Class A,0.5W / +27dBm, DC. NFPA compliant, UL2524 2nd Edition Listed FARENHYT Digital BDA | 9840 | 7380
New | BDA | Digital Class A/B BDA | SKFBDA-D-S33A | PS 800 MHz, Class A,2W / +33dBm, DC. NFPA compliant, UL2524 2nd Edition Listed FARENHYT Digital BDA | 9566.65 | 7174.99
New | BDA | Digital Class A/B BDA | SKFBDA-D-S33AH | PS 800 MHz High Capacity, Class A,2W / +33dBm, DC. NFPA compliant, UL2524 2nd Edition Listed FARENHYT Digital BDA | 10933.4 | 8200.05
New | BDA | Digital Class A/B BDA | SKFBDA-D-S33B | PS 800 MHz, Class B,2W / +33dBm, DC. NFPA compliant, UL2524 2nd Edition Listed FARENHYT Digital BDA | 8052.4 | 6039.3
New | BDA | Digital Class A/B BDA | SKFBDA-D-S37A | PS 800 MHz, Class A,5W / +37dBm, DC. NFPA compliant, UL2524 2nd Edition (Listing Pending) FARENHYT Digital BDA | 10933.4 | 8200.05
New | BDA | Digital Class A/B BDA | SKFBDA-D-S37AH | PS 800 MHz High Capacity, Class A,5W / +37dBm, DC. NFPA compliant, UL2524 2nd Edition (Listing Pending) FARENHYT Digital BDA | 12115.5 | 9086.62
New | BDA | Digital Class A/B BDA | SKFBDA-EA-AU-40 | UHF 450-470MHz, 1W/+30dBm in UHF, Class A & B, 4MHz BW, AC & DC.NFPA compliant, UL2524 2nd Edition Listed FARENHYT Digital BDA | 23978.15 | 17983.61
New | BDA | Digital Class A/B BDA | SKFBDA-EAAVT3520 | VHF + UHF 136-174MHz + 470-512MHz, 0.25W/+24dBm in VHF, 1W/+30dBmNFPA compliant, UL2524 2nd Edition Listed FARENHYT Digital BDA in UHF,Class A & B, 3.5MHz BW, AC & DC. | 35690.5 | 26767.87
New | BDA | Digital Class A/B BDA | SKFBDA-EAAVU3540 | VHF + UHF 136-174MHz + 450-470MHz, 0.25W/+24dBm in VHF, 1W/+30dBm in UHF, Class A & B, 3.5MHz BW, 4MHz BW, AC & DC.NFPA compliant, UL2524 2nd Edition Listed FARENHYT Digital BDA | 35690.5 | 26767.87
New | BDA | Digital Class A/B BDA | SKFBDA-EA-AVUT | Base Ordering SKU for 0.5W/+27dBm VHF 136-174 MHz + 1W/+30dBm UHF, Class A&B, AC & DC.NFPA compliant, UL2524 2nd Edition Listed FARENHYT Digital BDA | 14418.4 | 10813.8
New | BDA | Digital Class A/B BDA | SKFBDA-EAAVUT-3037 | Base Ordering SKU for 1W/+30dBm VHF 136-174 MHz + 5W/+37dBm UHF, Class A&B, AC & DC.NFPA compliant, UL2524 2nd Edition (Listing Pending) FARENHYT Digital BDA | 16434.15 | 6573.66
New | BDA | Digital Class A/B BDA | SKFBDA-EA-AVUTM | Base Ordering SKU for 0.5W/+27dBm VHF 136-174 MHz + 1W/+30dBm UHF, Class A&B, AC & DC, Miami Dade.NFPA compliant, UL2524 2nd Edition Listed FARENHYT Digital BDA | 11616.65 | 8712.49
New | BDA | Digital Class A/B BDA | SKFBDAEAAVUTM-3037 | Base Ordering SKU for 1W/+30dBm VHF 136-174 MHz + 5W/+37dBm UHF, Class A&B, AC & DC, Miami Dade.NFPA compliant, UL2524 2nd Edition (Listing Pending) FARENHYT Digital BDA | 12983.4 | 9737.55
New | BDA | Digital Class A/B BDA Enterprise Fiber DAS PSC Fiber DAS | BDA-DPX-CUSTOM-B | External duplexer Unit SKU for Digital BDA and Fiber DAS family, one end, CUSTOM DESIGN, NEMA4 Cabinet (Unit EA.) | 20.1 | 15.07
New | BDA | Digital Class A/B BDA Enterprise Fiber DAS PSC Fiber DAS | BDA-INT-FIL-001 | VHF, UHF Internal Filter Unit SKU (Unit Ea.) for BDA, Fiber DAS | 21.15 | 15.86
New | BDA | Enterprise Fiber DAS | HONBDA-A14-A | VHF 136-174MHz + UHF 450-512MHz Enterprise DAS Remote, 0.25W/+24dBm in VHF, 1W/+30dBm in UHF, Class B fullband, non duplexed, AC & DC.NFPA compliant, UL2524 2nd Edition Listed HONEYWELL Enterprise Fiber DAS | 5313.6 | 3985.2
New | BDA | Enterprise Fiber DAS | HONBDA-A14-A-3037 | 1W / +30dBm VHF 136-174 MHz + 5W/+37dBm UHF 450-512 MHz Enterprise DAS Remote, Class B, non duplexed, AC & DC.NFPA compliant, UL2524 2nd Edition (Listing Pending) HONEYWELL Enterprise Fiber DAS | 10095.85 | 7571.89
New | BDA | Enterprise Fiber DAS | HONBDA-A7S-A | PS 700 + 800MHz Enterprise DAS Remote, incl Band 14, Class B fullband, 2W / +33dBm per band, AC.NFPA compliant, UL2524 2nd Edition Listed HONEYWELL Enterprise Fiber DAS | 5215.2 | 3911.4
New | BDA | Enterprise Fiber DAS | HONBDA-A7S-A-37 | PS 700 + 800MHz Enterprise DAS Remote, incl Band 14, Class B fullband, 5W / +37dBm per band, AC.NFPA compliant, UL2524 2nd Edition (Listing Pending) HONEYWELL Enterprise Fiber DAS | 9908.9 | 7431.67
New | BDA | Enterprise Fiber DAS | HONBDA-A7S-D | PS 700 + 800MHz Enterprise DAS Remote, incl Band 14, Class B fullband, 2W / +33dBm per band, DC.NFPA compliant, UL2524 2nd Edition Listed HONEYWELL Enterprise Fiber DAS | 5215.2 | 3911.4
New | BDA | Enterprise Fiber DAS | HONBDA-A7S-D-37 | PS 700 + 800MHz Enterprise DAS Remote, incl Band 14, Class B fullband, 5W / +37dBm per band, DC.NFPA compliant, UL2524 2nd Edition (Listing Pending) HONEYWELL Enterprise Fiber DAS | 9908.9 | 7431.67
New | BDA | Enterprise Fiber DAS | HONBDA-A-EM4 | PS 700 + 800MHz Enterprise DAS Master, incl Band 14, Class A, 2W / +33dBm per band, AC. NFPA compliant, UL2524 2nd Edition Listed HONEYWELL Enterprise Fiber DAS | 15901.15 | 11925.86
New | BDA | Enterprise Fiber DAS | HONBDA-A-EM4-37 | PS 700 + 800MHz Enterprise DAS Master, incl Band 14, Class A, 5W / +37dBm per band, AC. NFPA compliant, UL2524 2nd Edition (Listing Pending) HONEYWELL Enterprise Fiber DAS | 19874.75 | 14906.06
New | BDA | Enterprise Fiber DAS | HONBDA-D-EM4 | PS 700 + 800MHz Enterprise DAS Master, incl Band 14, Class A, 2W / +33dBm per band, DC. NFPA compliant, UL2524 2nd Edition Listed HONEYWELL Enterprise Fiber DAS | 15901.15 | 11925.86
New | BDA | Enterprise Fiber DAS | HONBDA-D-EM4-37 | PS 700 + 800MHz Enterprise DAS Master, incl Band 14, Class A, 5W / +37dBm per band, DC. NFPA compliant, UL2524 2nd Edition (Listing Pending) HONEYWELL Enterprise Fiber DAS | 19874.75 | 14906.06
New | BDA | Enterprise Fiber DAS | HONBDA-EAE4AVU3037 | Base Ordering SKU for 1W/+30dBm VHF 136-174 MHz + 5W/+37dBm UHF Master Enterprise DAS 4 FO ports, Class A&B.AC & DC.NFPA compliant, UL2524 2nd Edition (Listing Pending) HONEYWELL Enterprise Fiber DAS | 20657.15 | 15492.86
New | BDA | Enterprise Fiber DAS | HONBDA-EA-E4-AVUT | Base Ordering SKU for 0.25W/+24dBm VHF 136-174 MHz + 1W/+30dBm UHF Master Enterprise DAS 4 FO ports, Class A&B.AC & DC.NFPA compliant, UL2524 2nd Edition Listed HONEYWELL Enterprise Fiber DAS | 18463.65 | 13847.74
New | BDA | Enterprise Fiber DAS | SKFBDA-A14-A | VHF 136-174MHz + UHF 450-512MHz Enterprise DAS Remote, 0.25W/+24dBm in VHF, 1W/+30dBm in UHF, Class B fullband, non duplexed, AC & DC.NFPA compliant, UL2524 2nd Edition Listed FARENHYT Enterprise Fiber DAS | 5313.6 | 3985.2
New | BDA | Enterprise Fiber DAS | SKFBDA-A14-A-3037 | 1W / +30dBm VHF 136-174 MHz + 5W/+37dBm UHF 450-512 MHz Enterprise DAS Remote, Class B, non duplexed, AC & DC.NFPA compliant, UL2524 2nd Edition (Listing Pending) FARENHYT Enterprise Fiber DAS | 10095.85 | 7571.89
New | BDA | Enterprise Fiber DAS | SKFBDA-A7S-A | PS 700 + 800MHz Enterprise DAS Remote, incl Band 14, Class B fullband, 2W / +33dBm per band, AC.NFPA compliant, UL2524 2nd Edition Listed FARENHYT Enterprise Fiber DAS | 5215.2 | 3911.4
New | BDA | Enterprise Fiber DAS | SKFBDA-A7S-A-37 | PS 700 + 800MHz Enterprise DAS Remote, incl Band 14, Class B fullband, 5W / +37dBm per band, AC.NFPA compliant, UL2524 2nd Edition (Listing Pending) FARENHYT Enterprise Fiber DAS | 9908.9 | 7431.67
New | BDA | Enterprise Fiber DAS | SKFBDA-A7S-D | PS 700 + 800MHz Enterprise DAS Remote, incl Band 14, Class B fullband, 2W / +33dBm per band, DC.NFPA compliant, UL2524 2nd Edition Listed FARENHYT Enterprise Fiber DAS | 5215.2 | 3911.4
New | BDA | Enterprise Fiber DAS | SKFBDA-A7S-D-37 | PS 700 + 800MHz Enterprise DAS Remote, incl Band 14, Class B fullband, 5W / +37dBm per band, DC.NFPA compliant, UL2524 2nd Edition (Listing Pending) FARENHYT Enterprise Fiber DAS | 9908.9 | 7431.67
New | BDA | Enterprise Fiber DAS | SKFBDA-A-EM4 | PS 700 + 800MHz Enterprise DAS Master, incl Band 14, Class A, 2W / +33dBm per band, AC. NFPA compliant, UL2524 2nd Edition Listed FARENHYT Enterprise Fiber DAS | 15901.15 | 11925.86
New | BDA | Enterprise Fiber DAS | SKFBDA-A-EM4-37 | PS 700 + 800MHz Enterprise DAS Master, incl Band 14, Class A, 5W / +37dBm per band, AC. NFPA compliant, UL2524 2nd Edition (Listing Pending) FARENHYT Enterprise Fiber DAS | 19878.15 | 7951.26
New | BDA | Enterprise Fiber DAS | SKFBDA-D-EM4 | PS 700 + 800MHz Enterprise DAS Master, incl Band 14, Class A, 2W / +33dBm per band, DC. NFPA compliant, UL2524 2nd Edition Listed FARENHYT Enterprise Fiber DAS | 15901.15 | 11925.86
New | BDA | Enterprise Fiber DAS | SKFBDA-D-EM4-37 | PS 700 + 800MHz Enterprise DAS Master, incl Band 14, Class A, 5W / +37dBm per band, DC. NFPA compliant, UL2524 2nd Edition (Listing Pending) FARENHYT Enterprise Fiber DAS | 19878.15 | 7951.26
New | BDA | Enterprise Fiber DAS | SKFBDA-EAE4AVU3037 | Base Ordering SKU for 1W/+30dBm VHF 136-174 MHz + 5W/+37dBm UHF Master Enterprise DAS 4 FO ports, Class A&B.AC & DC.NFPA compliant, UL2524 2nd Edition (Listing Pending) FARENHYT Enterprise Fiber DAS | 20657.15 | 8262.86
New | BDA | Enterprise Fiber DAS | SKFBDA-EA-E4-AVUT | Base Ordering SKU for 0.25W/+24dBm VHF 136-174 MHz + 1W/+30dBm UHF Master Enterprise DAS 4 FO ports, Class A&B.AC & DC.NFPA compliant, UL2524 2nd Edition Listed FARENHYT Enterprise Fiber DAS | 18463.65 | 13847.74
New | BDA | PASSIVE DAS | BDA-2HB12-JPLR-1K | 1000' Cable Dragonskin, UL 2196 listed 2-hour rated 1/2" plenum cable, RFS 2HB12-50JPLR | 106666.65 | 79999.99
New | BDA | PASSIVE DAS | BDA-A-BRKT-1 | L bracket for DAS antenna with 4" ground plane | 28.7 | 21.52
New | BDA | PASSIVE DAS | BDA-CLAMP-12-10 | Cable Hanger Dragonskin (Pack of 10), RFS CLAMP-12 | 30.75 | 23.06
New | BDA | PASSIVE DAS | BDA-DBC-12 | DUAL BAND COMBINER, 136-174 + 380-520, 50W PER BAND, N(F) CONNECTORS | 669.65 | 502.24
New | BDA | PASSIVE DAS | BDA-DBC-22 | DUAL BAND COMBINER, 136-520 + 690-2700, 50W PER BAND, N(F) CONNECTORS | 1134.4 | 850.8
New | BDA | PASSIVE DAS | BDA-DC10-L2 | RF DIRECTIONAL COUPLER, 136-870 MHz, 10dB, 200W | 191.4 | 143.55
New | BDA | PASSIVE DAS | BDA-DC10-W2 | RF DIRECTIONAL COUPLER, 698-2690 MHz, 10dB, 300W | 82 | 61.5
New | BDA | PASSIVE DAS | BDA-DC15-L2 | RF DIRECTIONAL COUPLER, 136-870 MHz, 15dB, 200W | 191.4 | 143.55
New | BDA | PASSIVE DAS | BDA-DC15-W2 | RF DIRECTIONAL COUPLER, 698-2690 MHz, 15dB, 300W | 82 | 61.5
New | BDA | PASSIVE DAS | BDA-DC20-L2 | RF DIRECTIONAL COUPLER, 136-870 MHz, 20dB, 200W | 191.4 | 143.55
New | BDA | PASSIVE DAS | BDA-DC20-W2 | RF DIRECTIONAL COUPLER, 698-2690 MHz, 20dB, 300W | 82 | 61.5
New | BDA | PASSIVE DAS | BDA-DC30-L2 | RF DIRECTIONAL COUPLER, 136-870 MHz, 30dB, 200W | 191.4 | 143.55
New | BDA | PASSIVE DAS | BDA-DC30-W2 | RF DIRECTIONAL COUPLER, 698-2690 MHz, 30dB, 300W | 82 | 61.5
New | BDA | PASSIVE DAS | BDA-DC6-L2 | RF DIRECTIONAL COUPLER, 136-870 MHz, 6dB, 200W | 191.4 | 143.55
New | BDA | PASSIVE DAS | BDA-DC6-W2 | RF DIRECTIONAL COUPLER, 698-2690 MHz, 6dB, 300W | 82 | 61.5
New | BDA | PASSIVE DAS | BDA-DC8-L2 | RF DIRECTIONAL COUPLER, 136-870 MHz, 8dB, 200W | 191.4 | 143.55
New | BDA | PASSIVE DAS | BDA-DDA450512-2-1 | Donor Antenna, Inox Dipole, 450-512MHz 2 dBi | 774.9 | 581.17
New | BDA | PASSIVE DAS | BDA-FA-150175-2-1 | DAS Antenna, Low Profile 150-175MHz | 165.35 | 124.01
New | BDA | PASSIVE DAS | BDA-FA-450470-2-1 | DAS Antenna, Fiberglass 450-470MHz, 2.1 dBi | 112.05 | 84.04
New | BDA | PASSIVE DAS | BDA-FA-470490-2-1 | DAS Antenna, Fiberglass 470-490MHz , 2.1 dBi | 112.05 | 84.04
New | BDA | PASSIVE DAS | BDA-FA-763805-2-1 | DAS Antenna, Fiberglass 763-805MHz , 2.1 dBi | 112.05 | 84.04
New | BDA | PASSIVE DAS | BDA-FA-763869-2-1 | DAS Antenna, Fiberglass 763-869MHz, 4 dBi | 112.05 | 84.04
New | BDA | PASSIVE DAS | BDA-FA-763869-2-2 | DAS Antenna, Fiberglass 763-869MHz,2.1dBi | 105.3 | 78.97
New | BDA | PASSIVE DAS | BDA-FA-806869-2-1 | DAS Antenna, Fiberglass 806-869MHz , 2.1 dBi | 112.05 | 84.04
New | BDA | PASSIVE DAS | BDA-GNDKIT1 | Coaxial Cable Grounding Kit | 15.1 | 11.32
New | BDA | PASSIVE DAS | BDA-HC3-L2 | 3dB HYBRID COUPLER. 136 - 870 MHz. N(f), 200W | 230.95 | 173.21
New | BDA | PASSIVE DAS | BDA-HC3-W2 | 3dB HYBRID COUPLER. 700 - 2700 MHz. N(f), 300W | 155.8 | 116.85
New | BDA | PASSIVE DAS | BDA-HEAT-2HB-20 | Heat Shrink Tubes Dragonskin (Pack of 20), RFS HEAT-2HB-20 | 17.75 | 13.31
New | BDA | PASSIVE DAS | BDA-ICA12-JPLLR-1K | 1000' Plenum Red Cable 1/2" Aluminum,RFS ICA12-50JPLLR | 2083.85 | 1562.89
New | BDA | PASSIVE DAS | BDA-ICA12-JPLR-1K | 1000' Plenum Red Cable 1/2" Copper, RFS ICA12-50JPLR | 2944.85 | 2208.64
New | BDA | PASSIVE DAS | BDA-LD-05 | TERMIATION LOADS - 5W, 50 ohms, N(m) | 31.5 | 23.62
New | BDA | PASSIVE DAS | BDA-LD-50 | TERMINATION LOADS - 50W, 50 ohms, N(M) | 98.4 | 73.8
New | BDA | PASSIVE DAS | BDA-MBC-312 | MULTIBAND COMBINER. VHF + UHF + PS700/800MHz, 50W per band, N(f) connectors. | 1079.65 | 809.74
New | BDA | PASSIVE DAS | BDA-NATTEN-0505 | ATTENUATOR, 5W, 5dB, N TYPE CONNECTORS | 45.1 | 33.82
New | BDA | PASSIVE DAS | BDA-NATTEN-0510 | ATTENUATOR, 5W, 10dB, N TYPE CONNECTORS | 45.1 | 33.82
New | BDA | PASSIVE DAS | BDA-NATTEN-0515 | ATTENUATOR, 5W, 15dB, N TYPE CONNECTORS | 45.1 | 33.82
New | BDA | PASSIVE DAS | BDA-NATTEN-0520 | ATTENUATOR, 5W, 20dB, N TYPE CONNECTORS | 45.1 | 33.82
New | BDA | PASSIVE DAS | BDA-NATTEN-0530 | ATTENUATOR, 5W, 30dB, N TYPE CONNECTORS | 45.1 | 33.82
New | BDA | PASSIVE DAS | BDA-NF-ICA12-JPLLR | N(f) connector for RFS ICA12-50JPLLR (1/2" plenum aluminium cable) | 16.4 | 12.3
New | BDA | PASSIVE DAS | BDA-NF-LCF12-C03 | N Female Standard Connector for 1/2" Plenum Cable & Dragonskin, RFS NF-LCF12-C03 | 16.4 | 12.3
New | BDA | PASSIVE DAS | BDA-NF-LCF12-D01 | N Female Premium Connector for 1/2" Plenum Cable & Dragonskin, RFS NF-LCF12-D01 | 25.35 | 19.01
New | BDA | PASSIVE DAS | BDA-NFST-NFST | Straight N Female to N Female Adapter | 9.55 | 7.16
New | BDA | PASSIVE DAS | BDA-NM-ICA12-JPLLR | N(m) connector for RFS ICA12-50JPLLR (1/2" plenum aluminium cable) | 13.65 | 10.24
New | BDA | PASSIVE DAS | BDA-NM-LCF12-C03 | N Male Standard Connector for 1/2" Plenum Cable & Dragonskin, RFS NM-LCF12-C03 | 13.65 | 10.24
New | BDA | PASSIVE DAS | BDA-NM-LCF12-D01 | N Male Premium Connector for 1/2" Plenum Cable & Dragonskin, RFS NM-LCF12-D01 | 22.55 | 16.91
New | BDA | PASSIVE DAS | BDA-NMRA-NFRA | Right Angle N Male to N Female Adapter | 11 | 8.25
New | BDA | PASSIVE DAS | BDA-NM-RG58-05-NM | Coaxial Cable Jumper NM-NM RG58, 18" long | 19.2 | 14.4
New | BDA | PASSIVE DAS | BDA-NM-RG58-10-NM | Coaxial Cable Jumper NM-NM RG58, 37" long | 19.2 | 14.4
New | BDA | PASSIVE DAS | BDA-NM-RG58-12-NF | Coaxial Cable Jumper NM-NF RG58, 48" long | 25.95 | 19.46
New | BDA | PASSIVE DAS | BDA-NM-RG8-08-NM | Coaxial Cable Jumper NM-NM Flexible RG8, 24" long, For Donor Antenna | 25.95 | 19.46
New | BDA | PASSIVE DAS | BDA-NM-RG8-13-NM | Coaxial Cable Jumper NM-NM 1/4" Superflex, Outdoor UV, 48" long | 24.6 | 18.45
New | BDA | PASSIVE DAS | BDA-NM-RN4P-03-NM | Coaxial Cable Jumper NM-NM Plenum, UL Listed Red Cable, 10" long | 24.6 | 18.45
New | BDA | PASSIVE DAS | BDA-NM-RN4P-05-NM | Coaxial Cable Jumper NM-NM Plenum, UL Listed Red Cable, 18" long | 31.5 | 23.62
New | BDA | PASSIVE DAS | BDA-NM-RN4P-10-NM | Coaxial Cable Jumper NM-NM Plenum, UL Listed Red Cable, 37" long | 41 | 30.75
New | BDA | PASSIVE DAS | BDA-OIA-1301000-2 | Omni indoor 130-1000MHz 2.3dBi | 396.4 | 297.3
New | BDA | PASSIVE DAS | BDA-OIA-136174-2-1 | Omni indoor136-174MHz 2dBi | 61.5 | 46.12
New | BDA | PASSIVE DAS | BDA-OIA-350600-2-1 | Omni indoor 350-600MHz 2dBi | 79.25 | 59.44
New | BDA | PASSIVE DAS | BDA-OIA-3851-6996 | Omni indoor 380-512 / 698-960MHz 2dBi/3dBi | 205 | 153.75
New | BDA | PASSIVE DAS | BDA-OIA-698869-3-1 | Omni indoor 698-869MHz 3dBi | 21.85 | 16.39
New | BDA | PASSIVE DAS | BDA-P8AX09-6G-N/FF | Coaxial surge protector, UL listed | 101.2 | 75.9
New | BDA | PASSIVE DAS | BDA-PIA-380869-4-1 | Directional Panel indoor 380-869MHz, 3 dBi | 205 | 153.75
New | BDA | PASSIVE DAS | BDA-PIA-450512-4-1 | Directional Panel indoor 450-512MHz, 4 dBi | 112.05 | 84.04
New | BDA | PASSIVE DAS | BDA-PIA-763869-6-1 | Directional Panel indoor 763-869MHz, 6 dBi | 35.6 | 26.7
New | BDA | PASSIVE DAS | BDA-PS2-L2 | POWER SPLITTERS, HIGH POWER, BROADBAND. 136-870 MHz. Broadband power splitter, 2 way, 100W as splitter, N(f) | 211.9 | 158.92
New | BDA | PASSIVE DAS | BDA-PS2-W2 | POWER SPLITTERS, HIGH POWER, BROADBAND. 698-2700 MHz. Broadband power splitter, 2 way, 50W as splitter, N(f) | 57.4 | 43.05
New | BDA | PASSIVE DAS | BDA-PS3-L2 | POWER SPLITTERS, HIGH POWER, BROADBAND. 136-870 MHz. Broadband power splitter, 3 way, 100W as splitter, N(f) | 243.25 | 182.44
New | BDA | PASSIVE DAS | BDA-PS3-W2 | POWER SPLITTERS, HIGH POWER, BROADBAND. 698-2700 MHz. Broadband power splitter, 3 way, 50W as splitter, N(f) | 60.2 | 45.15
New | BDA | PASSIVE DAS | BDA-PS4-L2 | POWER SPLITTERS, HIGH POWER, BROADBAND. 136-870 MHz. Broadband power splitter, 4 way, 100W as splitter, N(f) | 274.7 | 206.02
New | BDA | PASSIVE DAS | BDA-PS4-W2 | POWER SPLITTERS, HIGH POWER, BROADBAND. 698-2700 MHz. Broadband power splitter, 4 way, 50W as splitter, N(f) | 84.8 | 63.6
Discontinued | BDA | PASSIVE DAS | BDA-TOOL-CBLTRIM12 | DISCONTINUED
Discontinued | BDA | PASSIVE DAS | BDA-TOOL-CBLTRIM14 | DISCONTINUED
New | BDA | PASSIVE DAS | BDA-TRIM-2HB12-C03 | Trim Tool Dragonskin Standard Connector, RFS TRIM-SET-2HB12-C03 | 205 | 153.75
New | BDA | PASSIVE DAS | BDA-TRIM-2HB12-E01 | Trim Tool Dragonskin Premium Connector, RFS TRIM-SET-2HB12-E01 | 205 | 153.75
New | BDA | PASSIVE DAS | BDA-TRIM-ICA12-C02 | Trim Tool for 1/2" Plenum Cable & Standard Connector, RFS TRIM-ICA12-C02 | 266.5 | 199.87
New | BDA | PASSIVE DAS | BDA-TRIM-L12-D01 | Trim tool for 1/2" Plenunum Cable & Premium Connector, RFS TRIM-SET-L12-D01 | 143.5 | 107.62
New | BDA | PASSIVE DAS | BDA-WPK-ATBC40_01 | Weatherproofing Silicone Coldshrink for EOL Assembly, 9.8"L | 27.4 | 20.55
Discontinued | BDA | PASSIVE DAS | BDA-YDA150175-11-1 | Donor Antenna, Yagi Directional 150-175MHz, 7 dBi
New | BDA | PASSIVE DAS | BDA-YDA450470-9-1 | Donor Antenna, Yagi Directional 450-470MHz 10 dBi | 262.4 | 196.8
New | BDA | PASSIVE DAS | BDA-YDA470490-9-1 | Donor Antenna, Yagi Directional 470-490MHz 10 dBi | 262.4 | 196.8
New | BDA | PASSIVE DAS | BDA-YDA490512-9-1 | Donor Antenna, Yagi Directional 490-512MHz 10 dBi | 262.4 | 196.8
New | BDA | PASSIVE DAS | BDA-YDA763869-14-1 | Donor Antenna, Yagi Directional 763-869MHz, 14 dBi | 109.4 | 82.05
New | BDA | PASSIVE DAS | BDA-YDA763869-9-1 | Donor Antenna, Yagi Directional 763-869MHz, 10 dBi | 106.6 | 79.95
New | BDA | PCTEL | BDA-09500-04 | PCTEL Public Safety Network Testing Solution – P25 and Cellular | 50826.4 | 38119.8
New | BDA | PCTEL | BDA-09500-05 | PCTEL Public Safety Network Testing Solution – P25 | 26609 | 19956.75
New | BDA | PCTEL | BDA-09500-06 | PCTEL Public Safety Network Testing Solution – P25 and ATT/Verizon Cellular | 38943.15 | 29207.36
New | BDA | PCTEL | BDA-09500-13 | DMR Network Testing Solution (IBflex) | 26609 | 19956.75
New | BDA | PCTEL | BDA-09500-14 | TETRA Network Testing Solution (IBflex) | 26609 | 19956.75
New | BDA | PCTEL | BDA-OP416 | Dual Battery Power Pack and Charger Kit - IBflex (Includes 2 batteries) | 1756.15 | 1317.11
New | BDA | PCTEL | BDA-OP429 | Spare Battery - IBflex | 164 | 123
New | BDA | PCTEL | BDA-OPS126-X | SeeHawk Touch Annual Maintenance Software Support for Permanent License (Each) | 1428.15 | 1071.11
New | BDA | PCTEL | BDA-OPT005-1 | Certification Training for SeeHawk Touch Public Safety Package - Customer Additional Seat/Person | 457.9 | 343.42
New | BDA | PCTEL | BDA-OPT005-C | Virtual Certification Training for SeeHawk Touch Public Safety Package - 1 day for up to 5 people (North America) | 3239 | 2429.25
New | BDA | PSC Fiber DAS | BDA-PSC-AR-1UNIT | PSC DAS Additional FO port support (unit EA.) | 3006.65 | 2254.99
New | BDA | PSC Fiber DAS | HONBDA-7S-D-RMA | Rack mount, VHF + UHF or 700 + 800 + Band 14, direct connection, 64ch filters (Class A) + 4 Adb BW (Class B) per band, 8 optical ports, non-Over The Air, HONEYWELL | 16692.65 | 12519.49
New | BDA | PSC Fiber DAS | HONBDA-A-7S33AR1 | PS 700 + 800MHz Public Safety Centric DAS Remote, including Band 14, class A, 2W/+33dBm per band, AC.NFPA compliant, UL2524 2nd Edition (Listing Pending) HONEYWELL PSC Fiber DAS | 8269.3 | 6201.97
New | BDA | PSC Fiber DAS | HONBDA-A-7S37AR1 | PS 700 + 800MHz Public Safety Centric DAS Remote, including Band 14, class A, 5W/+37dBm per band, AC.NFPA compliant, UL2524 2nd Edition (Listing Pending) HONEYWELL PSC Fiber DAS | 13093.05 | 9819.79
New | BDA | PSC Fiber DAS | HONBDA-CA-M-AUT | Base Ordering SKU for UHF PSC Master, Class A&B,AC & DC.NFPA compliant, UL2524 2nd Edition (Listing Pending) HONEYWELL PSC Fiber DAS | 20684.5 | 15513.37
New | BDA | PSC Fiber DAS | HONBDA-CA-M-AV | Base Ordering SKU for VHF 136-174 MHz PSC Master, Class A&B, AC & DC.NFPA compliant, UL2524 2nd Edition (Listing Pending) HONEYWELL PSC Fiber DAS | 21217.5 | 15913.12
New | BDA | PSC Fiber DAS | HONBDA-CA-R1-AUT | Base Ordering SKU for PSC Remote, 1W/+30 dBm UHF,Class A&B, AC & DC.NFPA compliant, UL2524 2nd Edition (Listing Pending) HONEYWELL PSC Fiber DAS | 14596 | 10947
New | BDA | PSC Fiber DAS | HONBDA-CAR1AUT3037 | Base Ordering SKU for PSC Remote, 5W/+37dBm UHF,Class A&B, AC & DC.NFPA compliant, UL2524 2nd Edition (Listing Pending) HONEYWELL PSC Fiber DAS | 18122 | 13591.5
New | BDA | PSC Fiber DAS | HONBDA-CA-R1-AV | Base Ordering SKU for PSC Remote, 0.25W/+24dBm VHF 136-174 MHz,Class A&B, AC & DC.NFPA compliant, UL2524 2nd Edition (Listing Pending) HONEYWELL PSC Fiber DAS | 15006 | 11254.5
New | BDA | PSC Fiber DAS | HONBDA-CAR1AV3037 | Base SKU for PSC Remote, 1W/+30dBm VHF 136-174 MHz,Class A&B, AC & DC.NFPA compliant, UL2524 2nd Edition (Listing Pending) HONEYWELL PSC Fiber DAS | 18627.65 | 13970.74
New | BDA | PSC Fiber DAS | HONBDA-D-7S33AR1 | PS 700 + 800MHz Public Safety Centric DAS Remote, including Band 14, class A, 2W/+33dBm per band, DC.NFPA compliant, UL2524 2nd Edition (Listing Pending) HONEYWELL PSC Fiber DAS | 8269.3 | 6201.97
New | BDA | PSC Fiber DAS | HONBDA-D-7S37AR1 | PS 700 + 800MHz Public Safety Centric DAS Remote, including Band 14, class A, 5W/+37dBm per band, DC.NFPA compliant, UL2524 2nd Edition (Listing Pending) HONEYWELL PSC Fiber DAS | 13093.05 | 9819.79
New | BDA | PSC Fiber DAS | HONBDA-DH7S-A-M | PS 700 + 800MHz Public Safety Centric DAS Master, incl Band 14, class A & B, 0.25W /+24dBm UL, AC & DC.NFPA compliant, UL2524 2nd Edition (Listing Pending) HONEYWELL PSC Fiber DAS | 13038 | 9778.5
New | BDA | PSC Fiber DAS | HONBDA-EA-M-AVUT | Base Ordering SKU for VHF 136-174 MHz + UHF PSC Master, Class A&B, AC & DC.NFPA compliant, UL2524 2nd Edition (Listing Pending) HONEYWELL PSC Fiber DAS | 21408.9 | 16056.67
New | BDA | PSC Fiber DAS | HONBDA-EAR1AVU3037 | Base Ordering SKU for PSC Remote, 1W/+30dBm VHF 136-174MHz+ 5W/+37dBm UHF,Class A&B,AC & DC.NFPA compliant, UL2524 2nd Edition (Listing Pending) HONEYWELL PSC Fiber DAS | 25645.5 | 19234.12
New | BDA | PSC Fiber DAS | HONBDA-EA-R1-AVUT | Base Ordering SKU for PSC Remote, 0.25W/24dBm VHF 136-174 MHz + 1W/+30dBm UHF,Class A&B,AC & DC.NFPA compliant, UL2524 2nd Edition (Listing Pending) HONEYWELL PSC Fiber DAS | 20506.9 | 15380.17
New | BDA | PSC Fiber DAS | SKFBDA-7S-D-RMA | Rack mount, VHF + UHF or 700 + 800 + Band 14, direct connection, 64ch filters (Class A) + 4 Adb BW (Class B) per band, 8 optical ports, non-Over The Air, FARENHYT | 16692.65 | 12519.49
New | BDA | PSC Fiber DAS | SKFBDA-A-7S33AR1 | PS 700 + 800MHz Public Safety Centric DAS Remote, including Band 14, class A, 2W/+33dBm per band, AC.NFPA compliant, UL2524 2nd Edition (Listing Pending) FARENHYT PSC Fiber DAS | 8269.3 | 6201.97
New | BDA | PSC Fiber DAS | SKFBDA-A-7S37AR1 | PS 700 + 800MHz Public Safety Centric DAS Remote, including Band 14, class A, 5W/+37dBm per band, AC.NFPA compliant, UL2524 2nd Edition (Listing Pending) FARENHYT PSC Fiber DAS | 13093.05 | 9819.79
New | BDA | PSC Fiber DAS | SKFBDA-CA-M-AUT | Base Ordering SKU for UHF PSC Master, Class A&B,AC & DC.NFPA compliant, UL2524 2nd Edition (Listing Pending) FARENHYT PSC Fiber DAS | 20684.5 | 8273.8
New | BDA | PSC Fiber DAS | SKFBDA-CA-M-AV | Base Ordering SKU for VHF 136-174 MHz PSC Master, Class A&B, AC & DC.NFPA compliant, UL2524 2nd Edition (Listing Pending) FARENHYT PSC Fiber DAS | 21217.5 | 15913.12
New | BDA | PSC Fiber DAS | SKFBDA-CA-R1-AUT | Base Ordering SKU for PSC Remote, 1W/+30 dBm UHF,Class A&B, AC & DC.NFPA compliant, UL2524 2nd Edition (Listing Pending) FARENHYT PSC Fiber DAS | 14596 | 10947
New | BDA | PSC Fiber DAS | SKFBDA-CAR1AUT3037 | Base Ordering SKU for PSC Remote, 5W/+37dBm UHF,Class A&B, AC & DC.NFPA compliant, UL2524 2nd Edition (Listing Pending) FARENHYT PSC Fiber DAS | 18122 | 13591.5
New | BDA | PSC Fiber DAS | SKFBDA-CA-R1-AV | Base Ordering SKU for PSC Remote, 0.25W/+24dBm VHF 136-174 MHz,Class A&B, AC & DC.NFPA compliant, UL2524 2nd Edition (Listing Pending) FARENHYT PSC Fiber DAS | 15006 | 11254.5
New | BDA | PSC Fiber DAS | SKFBDA-CAR1AV3037 | Base SKU for PSC Remote, 1W/+30dBm VHF 136-174 MHz,Class A&B, AC & DC.NFPA compliant, UL2524 2nd Edition (Listing Pending) FARENHYT PSC Fiber DAS | 18627.65 | 13970.74
New | BDA | PSC Fiber DAS | SKFBDA-D-7S33AR1 | PS 700 + 800MHz Public Safety Centric DAS Remote, including Band 14, class A, 2W/+33dBm per band, DC.NFPA compliant, UL2524 2nd Edition (Listing Pending) FARENHYT PSC Fiber DAS | 8269.3 | 6201.97
New | BDA | PSC Fiber DAS | SKFBDA-D-7S37AR1 | PS 700 + 800MHz Public Safety Centric DAS Remote, including Band 14, class A, 5W/+37dBm per band, DC.NFPA compliant, UL2524 2nd Edition (Listing Pending) FARENHYT PSC Fiber DAS | 13093.05 | 9819.79
New | BDA | PSC Fiber DAS | SKFBDA-DH7S-A-M | PS 700 + 800MHz Public Safety Centric DAS Master, incl Band 14, class A & B, 0.25W /+24dBm UL, AC & DC.NFPA compliant, UL2524 2nd Edition (Listing Pending) FARENHYT PSC Fiber DAS | 13038 | 9778.5
New | BDA | PSC Fiber DAS | SKFBDA-EA-M-AVUT | Base Ordering SKU for VHF 136-174 MHz + UHF PSC Master, Class A&B, AC & DC.NFPA compliant, UL2524 2nd Edition (Listing Pending) FARENHYT PSC Fiber DAS | 21408.9 | 8563.56
New | BDA | PSC Fiber DAS | SKFBDA-EAR1AVU3037 | Base Ordering SKU for PSC Remote, 1W/+30dBm VHF 136-174MHz+ 5W/+37dBm UHF,Class A&B,AC & DC.NFPA compliant, UL2524 2nd Edition (Listing Pending) FARENHYT PSC Fiber DAS | 25645.5 | 19234.12
New | BDA | PSC Fiber DAS | SKFBDA-EA-R1-AVUT | Base Ordering SKU for PSC Remote, 0.25W/24dBm VHF 136-174 MHz + 1W/+30dBm UHF,Class A&B,AC & DC.NFPA compliant, UL2524 2nd Edition (Listing Pending) FARENHYT PSC Fiber DAS | 20506.9 | 15380.17
New | BDA | TRAINING | BDA-HANDSONTRN-BDA | Hands-on Training, BDA (PHASE 2) | 333.3 | 249.97
New | BDA | TRAINING | BDA-HANDSONTRN-FIB | Hands-on Training, Fiber DAS (PHASE 2) | 333.3 | 249.97
Discontinued | BDA | TRAINING | BDA-LMS-TRAINING | DISCONTINUED
New | BDA | TRAINING | BDA-TOOL-RADIO-78 | 700/800 MHz Radio (Atleast 1 radio - VHF or UHF or 700/800 required, choose based on your jurisdiction requirements) | 1571.65 | 1178.74
New | BDA | TRAINING | BDA-TOOL-RADIO-SWC | Radio Configuration Software & Programming Cable (Required) | 216 | 162
New | BDA | TRAINING | BDA-TOOL-RADIO-UHF | UHF Radio (Atleast 1 radio - VHF or UHF or 700/800 required, choose based on your jurisdiction requirements) | 1571.65 | 1178.74
New | BDA | TRAINING | BDA-TOOL-RADIO-VHF | VHF Radjo (Atleast 1 radio - VHF or UHF or 700/800 required, choose based on your jurisdiction requirements) | 1571.65 | 1178.74
New | BDA | TRAINING | BDA-TOOL-RFTESTKIT | BDA RF Test Install Kit (Required) | 1482.9 | 1112.17
New | BDA | TRAINING | BDA-TOOL-SA | Spectrum Analyzer (Required) | 1775.3 | 1331.47
New | BDA | TRAINING | BDA-TOOL-SA-BAG | Carry Bag for Spectrum Analyzer (Recommended) | 218.65 | 163.99
New | BDA | TRAINING | BDA-TOOL-SA-VSWRBG | VSWR Bridge for Spectrum Analyzer (optional) | 1003.2 | 752.4
New | BDA | TRAINING | BDA-TRN-PDASKIT | For 700/800 frequencies - Includes 3 DAS/Service Antennas, 3 Jumpers, 1 Power Splitter, 2 Directional Couplers, 2 Termination Loads, 1 Donor Antenna, 4 Male Connectors, 2 ft of ½ inch Plenum Aluminium Cable | 580.9 | 435.67
New | BDA | TRAINING | HONBDA-TRN-BDAKIT | Digital Class A Dual Band 700/800, 0.5W, DC (HONBDA-D-7S27A) + BBU, 55AH, 24VDC, batteries not included (HONBDA-BTTY100055N) | 12026.65 | 9019.99
New | BDA | TRAINING | HONBDA-TRN-FDASKIT | Honeywell - Enterprise DAS 700/800 Dual Band, 2W Class A Master, DC (HONBDA-D-EM4) + Enterprise DAS 700/800 Dual Band, Class B Remote 2W, DC (HONBDA-A7S-D) | 17493.4 | 13120.05
New | BDA | TRAINING | SKFBDA-TRN-BDAKIT | Digital Class A Dual Band 700/800, 0.5W, DC (SKFBDA-D-7S27A) + BBU, 55AH, 24VDC, batteries not included, Includes Farenhyt monitor module for FACP connection (SKFBDA-BTTY100055N) | 12300 | 9225
New | BDA | TRAINING | SKFBDA-TRN-FDASKIT | Farenhyt - Enterprise DAS 700/800 Dual Band, 2W Class A Master, DC (SKFBDA-D-EM4) + Enterprise DAS 700/800 Dual Band, Class B Remote 2W, DC (SKFBDA-A7S-D) | 17493.4 | 13120.05
Discontinued | Bi-Directional Amplifiers | BDA - Antennas | BDA-DA-150175-1 | DISCONTINUED - Replaced by new BDA & Fiber DAS Portfolio
Discontinued | Bi-Directional Amplifiers | BDA - Antennas | BDA-DA-450470-1 | DISCONTINUED - Replaced by new BDA & Fiber DAS Portfolio
Discontinued | Bi-Directional Amplifiers | BDA - Antennas | BDA-DA-465490-1 | DISCONTINUED - Replaced by new BDA & Fiber DAS Portfolio
Discontinued | Bi-Directional Amplifiers | BDA - Antennas | BDA-DA-700-1 | DISCONTINUED - Replaced by new BDA & Fiber DAS Portfolio
Discontinued | Bi-Directional Amplifiers | BDA - Antennas | BDA-DA-7800-1 | DISCONTINUED - Replaced by new BDA & Fiber DAS Portfolio
Discontinued | Bi-Directional Amplifiers | BDA - Antennas | BDA-DA-7800-3 | DISCONTINUED - Replaced by new BDA & Fiber DAS Portfolio
Discontinued | Bi-Directional Amplifiers | BDA - Antennas | BDA-DA-800-1 | DISCONTINUED - Replaced by new BDA & Fiber DAS Portfolio
Discontinued | Bi-Directional Amplifiers | BDA - Antennas | BDA-DA-LP582700-1 | DISCONTINUED - Replaced by new BDA & Fiber DAS Portfolio
Discontinued | Bi-Directional Amplifiers | BDA - Antennas | BDA-DP-400-2 | DISCONTINUED - Replaced by new BDA & Fiber DAS Portfolio
Discontinued | Bi-Directional Amplifiers | BDA - Antennas | BDA-DP-7800-2 | DISCONTINUED - Replaced by new BDA & Fiber DAS Portfolio
Discontinued | Bi-Directional Amplifiers | BDA - Antennas | BDA-FA-150175-1 | DISCONTINUED - Replaced by new BDA & Fiber DAS Portfolio
Discontinued | Bi-Directional Amplifiers | BDA - Antennas | BDA-FA-450470-1 | DISCONTINUED - Replaced by new BDA & Fiber DAS Portfolio
Discontinued | Bi-Directional Amplifiers | BDA - Antennas | BDA-FA-465490-1 | DISCONTINUED - Replaced by new BDA & Fiber DAS Portfolio
Discontinued | Bi-Directional Amplifiers | BDA - Antennas | BDA-FA-700-1 | DISCONTINUED - Replaced by new BDA & Fiber DAS Portfolio
Discontinued | Bi-Directional Amplifiers | BDA - Antennas | BDA-FA-7800-1 | DISCONTINUED - Replaced by new BDA & Fiber DAS Portfolio
Discontinued | Bi-Directional Amplifiers | BDA - Antennas | BDA-FA-7800-2 | DISCONTINUED - Replaced by new BDA & Fiber DAS Portfolio
Discontinued | Bi-Directional Amplifiers | BDA - Antennas | BDA-FA-800-1 | DISCONTINUED - Replaced by new BDA & Fiber DAS Portfolio
Discontinued | Bi-Directional Amplifiers | BDA - Antennas | BDA-LPA-150175-1 | DISCONTINUED - Replaced by new BDA & Fiber DAS Portfolio
Discontinued | Bi-Directional Amplifiers | BDA - Antennas | BDA-LPA-4502700-1 | DISCONTINUED - Replaced by new BDA & Fiber DAS Portfolio
Discontinued | Bi-Directional Amplifiers | BDA - Antennas | BDA-LPA-7800-1 | DISCONTINUED - Replaced by new BDA & Fiber DAS Portfolio
Discontinued | Bi-Directional Amplifiers | BDA - Battery, Battery Enclosure | BDA-BB-75-10 | DISCONTINUED - Replaced by new BDA & Fiber DAS Portfolio
Discontinued | Bi-Directional Amplifiers | BDA - Battery, Battery Enclosure | BDA-BENCL-10-UL3R | DISCONTINUED - Replaced by new BDA & Fiber DAS Portfolio
Discontinued | Bi-Directional Amplifiers | BDA - Battery, Battery Enclosure | BDA-ENCL-15UL4 | DISCONTINUED - Replaced by new BDA & Fiber DAS Portfolio
Discontinued | Bi-Directional Amplifiers | BDA - Battery, Battery Enclosure | BDA-EPSU-300A | DISCONTINUED - Replaced by new BDA & Fiber DAS Portfolio
Discontinued | Bi-Directional Amplifiers | BDA - Battery, Battery Enclosure | BDA-EPSU-300A-ASSY | DISCONTINUED - Replaced by new BDA & Fiber DAS Portfolio
Discontinued | Bi-Directional Amplifiers | BDA - Battery, Battery Enclosure | BDA-SBR-10-UL3R | DISCONTINUED - Replaced by new BDA & Fiber DAS Portfolio
Discontinued | Bi-Directional Amplifiers | BDA - Cable, Connectors and Ligtning Arrestors | BDA-ADP-FA-1 | DISCONTINUED - Replaced by new BDA & Fiber DAS Portfolio
Discontinued | Bi-Directional Amplifiers | BDA - Cable, Connectors and Ligtning Arrestors | BDA-ADP-RA-1 | DISCONTINUED - Replaced by new BDA & Fiber DAS Portfolio
Discontinued | Bi-Directional Amplifiers | BDA - Cable, Connectors and Ligtning Arrestors | BDA-BRKT-34A | DISCONTINUED - Replaced by new BDA & Fiber DAS Portfolio
Discontinued | Bi-Directional Amplifiers | BDA - Cable, Connectors and Ligtning Arrestors | BDA-CABLE-10A-250 | DISCONTINUED - Replaced by new BDA & Fiber DAS Portfolio
Discontinued | Bi-Directional Amplifiers | BDA - Cable, Connectors and Ligtning Arrestors | BDA-CABLE-10A-500 | DISCONTINUED - Replaced by new BDA & Fiber DAS Portfolio
Discontinued | Bi-Directional Amplifiers | BDA - Cable, Connectors and Ligtning Arrestors | BDA-CABLE-15A-250 | DISCONTINUED - Replaced by new BDA & Fiber DAS Portfolio
Discontinued | Bi-Directional Amplifiers | BDA - Cable, Connectors and Ligtning Arrestors | BDA-CABLE-15A-500 | DISCONTINUED - Replaced by new BDA & Fiber DAS Portfolio
Discontinued | Bi-Directional Amplifiers | BDA - Cable, Connectors and Ligtning Arrestors | BDA-EOL-10 | DISCONTINUED - Replaced by new BDA & Fiber DAS Portfolio
Discontinued | Bi-Directional Amplifiers | BDA - Cable, Connectors and Ligtning Arrestors | BDA-GKCK-10 | DISCONTINUED - Replaced by new BDA & Fiber DAS Portfolio
New | Bi-Directional Amplifiers | BDA - Cable, Connectors and Ligtning Arrestors | BDA-ICA12JPLLR-500 | 500' Plenum Red Cable 1/2" Aluminum, RFS ICA12-50JPLLR | 1100 | 825
Discontinued | Bi-Directional Amplifiers | BDA - Cable, Connectors and Ligtning Arrestors | BDA-JMPPL-19 | DISCONTINUED - Replaced by new BDA & Fiber DAS Portfolio
Discontinued | Bi-Directional Amplifiers | BDA - Cable, Connectors and Ligtning Arrestors | BDA-JMPPL-20 | DISCONTINUED - Replaced by new BDA & Fiber DAS Portfolio
Discontinued | Bi-Directional Amplifiers | BDA - Cable, Connectors and Ligtning Arrestors | BDA-JMPPL-21 | DISCONTINUED - Replaced by new BDA & Fiber DAS Portfolio
Discontinued | Bi-Directional Amplifiers | BDA - Cable, Connectors and Ligtning Arrestors | BDA-JMPRG-10 | DISCONTINUED - Replaced by new BDA & Fiber DAS Portfolio
Discontinued | Bi-Directional Amplifiers | BDA - Cable, Connectors and Ligtning Arrestors | BDA-JMPRG-11 | DISCONTINUED - Replaced by new BDA & Fiber DAS Portfolio
Discontinued | Bi-Directional Amplifiers | BDA - Cable, Connectors and Ligtning Arrestors | BDA-JMPRG-12 | DISCONTINUED - Replaced by new BDA & Fiber DAS Portfolio
New | Bi-Directional Amplifiers | BDA - Cable, Connectors and Ligtning Arrestors | BDA-JPLLR-ARMR-1K | 1000' Armored Cable 1/2' Aluminium ,RFS ICA12-50JPLLR-ARMR | 4790 | 3592.5
Discontinued | Bi-Directional Amplifiers | BDA - Cable, Connectors and Ligtning Arrestors | BDA-LA-P8AX-6G | DISCONTINUED - Replaced by new BDA & Fiber DAS Portfolio
Discontinued | Bi-Directional Amplifiers | BDA - Cable, Connectors and Ligtning Arrestors | BDA-MR-CAP-11A | DISCONTINUED - Replaced by new BDA & Fiber DAS Portfolio
Discontinued | Bi-Directional Amplifiers | BDA - Cable, Connectors and Ligtning Arrestors | BDA-NFC-11 | DISCONTINUED - Replaced by new BDA & Fiber DAS Portfolio
Discontinued | Bi-Directional Amplifiers | BDA - Cable, Connectors and Ligtning Arrestors | BDA-NFC-21 | DISCONTINUED - Replaced by new BDA & Fiber DAS Portfolio
Discontinued | Bi-Directional Amplifiers | BDA - Cable, Connectors and Ligtning Arrestors | BDA-NFC-31A | DISCONTINUED - Replaced by new BDA & Fiber DAS Portfolio
Discontinued | Bi-Directional Amplifiers | BDA - Cable, Connectors and Ligtning Arrestors | BDA-NFC-41A | DISCONTINUED - Replaced by new BDA & Fiber DAS Portfolio
Discontinued | Bi-Directional Amplifiers | BDA - Cable, Connectors and Ligtning Arrestors | BDA-NMC-10 | DISCONTINUED - Replaced by new BDA & Fiber DAS Portfolio
Discontinued | Bi-Directional Amplifiers | BDA - Cable, Connectors and Ligtning Arrestors | BDA-NMC-20 | DISCONTINUED - Replaced by new BDA & Fiber DAS Portfolio
Discontinued | Bi-Directional Amplifiers | BDA - Cable, Connectors and Ligtning Arrestors | BDA-NMC-30A | DISCONTINUED - Replaced by new BDA & Fiber DAS Portfolio
Discontinued | Bi-Directional Amplifiers | BDA - Cable, Connectors and Ligtning Arrestors | BDA-NMC-40A | DISCONTINUED - Replaced by new BDA & Fiber DAS Portfolio
Discontinued | Bi-Directional Amplifiers | BDA - Cable, Connectors and Ligtning Arrestors | BDA-WPK-10 | DISCONTINUED - Replaced by new BDA & Fiber DAS Portfolio
Discontinued | Bi-Directional Amplifiers | BDA - Power Dividers, Hybrid Couplers | BDA-DC10-1317-1 | DISCONTINUED - Replaced by new BDA & Fiber DAS Portfolio
Discontinued | Bi-Directional Amplifiers | BDA - Power Dividers, Hybrid Couplers | BDA-DC10-3588-1 | DISCONTINUED - Replaced by new BDA & Fiber DAS Portfolio
Discontinued | Bi-Directional Amplifiers | BDA - Power Dividers, Hybrid Couplers | BDA-DC15-1317-1 | DISCONTINUED - Replaced by new BDA & Fiber DAS Portfolio
Discontinued | Bi-Directional Amplifiers | BDA - Power Dividers, Hybrid Couplers | BDA-DC15-3588-1 | DISCONTINUED - Replaced by new BDA & Fiber DAS Portfolio
Discontinued | Bi-Directional Amplifiers | BDA - Power Dividers, Hybrid Couplers | BDA-DC20-1317-1 | DISCONTINUED - Replaced by new BDA & Fiber DAS Portfolio
Discontinued | Bi-Directional Amplifiers | BDA - Power Dividers, Hybrid Couplers | BDA-DC20-3588-1 | DISCONTINUED - Replaced by new BDA & Fiber DAS Portfolio
Discontinued | Bi-Directional Amplifiers | BDA - Power Dividers, Hybrid Couplers | BDA-DC6-1317-1 | DISCONTINUED - Replaced by new BDA & Fiber DAS Portfolio
Discontinued | Bi-Directional Amplifiers | BDA - Power Dividers, Hybrid Couplers | BDA-DC6-3588-1 | DISCONTINUED - Replaced by new BDA & Fiber DAS Portfolio
Discontinued | Bi-Directional Amplifiers | BDA - Power Dividers, Hybrid Couplers | BDA-NATTEN-5-10 | DISCONTINUED - Replaced by new BDA & Fiber DAS Portfolio
Discontinued | Bi-Directional Amplifiers | BDA - Power Dividers, Hybrid Couplers | BDA-NATTEN-5-15 | DISCONTINUED - Replaced by new BDA & Fiber DAS Portfolio
Discontinued | Bi-Directional Amplifiers | BDA - Power Dividers, Hybrid Couplers | BDA-NATTEN-5-20 | DISCONTINUED - Replaced by new BDA & Fiber DAS Portfolio
Discontinued | Bi-Directional Amplifiers | BDA - Power Dividers, Hybrid Couplers | BDA-NATTEN-5-30 | DISCONTINUED - Replaced by new BDA & Fiber DAS Portfolio
Discontinued | Bi-Directional Amplifiers | BDA - Power Dividers, Hybrid Couplers | BDA-NATTEN-5-5 | DISCONTINUED - Replaced by new BDA & Fiber DAS Portfolio
Discontinued | Bi-Directional Amplifiers | BDA - Power Dividers, Hybrid Couplers | BDA-PD2-1552-1 | DISCONTINUED - Replaced by new BDA & Fiber DAS Portfolio
Discontinued | Bi-Directional Amplifiers | BDA - Power Dividers, Hybrid Couplers | BDA-PD2-4588-1 | DISCONTINUED - Replaced by new BDA & Fiber DAS Portfolio
Discontinued | Bi-Directional Amplifiers | BDA - Power Dividers, Hybrid Couplers | BDA-PD3-1552-1 | DISCONTINUED - Replaced by new BDA & Fiber DAS Portfolio
Discontinued | Bi-Directional Amplifiers | BDA - Power Dividers, Hybrid Couplers | BDA-PD3-4588-1 | DISCONTINUED - Replaced by new BDA & Fiber DAS Portfolio
Discontinued | Bi-Directional Amplifiers | BDA - Power Dividers, Hybrid Couplers | BDA-PD4-1552-1 | DISCONTINUED - Replaced by new BDA & Fiber DAS Portfolio
Discontinued | Bi-Directional Amplifiers | BDA - Power Dividers, Hybrid Couplers | BDA-PD4-4588-1 | DISCONTINUED - Replaced by new BDA & Fiber DAS Portfolio
Discontinued | Bi-Directional Amplifiers | BDA - Services | BDA-SVC-10 | DISCONTINUED - Replaced by new BDA & Fiber DAS Portfolio
Discontinued | Bi-Directional Amplifiers | BDA - Services | BDA-SVC-11 | DISCONTINUED - Replaced by new BDA & Fiber DAS Portfolio
Discontinued | Bi-Directional Amplifiers | BDA - Services | BDA-SVC-IBWAVE | DISCONTINUED - Replaced by new BDA & Fiber DAS Portfolio
Discontinued | Bi-Directional Amplifiers | BDA - Services | BDA-TRN-ILR120 | DISCONTINUED - Replaced by new BDA & Fiber DAS Portfolio
Discontinued | Bi-Directional Amplifiers | BDA - Services | BDA-TRN-ILR121 | DISCONTINUED - Replaced by new BDA & Fiber DAS Portfolio
Discontinued | Bi-Directional Amplifiers | BDA - Services | BDA-TRN-LMS150 | DISCONTINUED - Replaced by new BDA & Fiber DAS Portfolio
Discontinued | Bi-Directional Amplifiers | DEMO - Farenhyt Class B Signal Booster / BDA | SKF-DEMOBDA800-1B | DISCONTINUED - Replaced by new BDA & Fiber DAS Portfolio
Discontinued | Bi-Directional Amplifiers | Farenhyt Class A Signal Booster / BDA | SKF-BDA400-D5-1A | DISCONTINUED - Replaced by new BDA & Fiber DAS Portfolio
Discontinued | Bi-Directional Amplifiers | Farenhyt Class A Signal Booster / BDA | SKF-BDA7800-D5-2A | DISCONTINUED - Replaced by new BDA & Fiber DAS Portfolio
Discontinued | Bi-Directional Amplifiers | Farenhyt Class A Signal Booster / BDA | SKF-BDA800-D5-1A | DISCONTINUED - Replaced by new BDA & Fiber DAS Portfolio
Discontinued | Bi-Directional Amplifiers | Farenhyt Class B Signal Booster / BDA | SKF-BDA150-1B | DISCONTINUED - Replaced by new BDA & Fiber DAS Portfolio
Discontinued | Bi-Directional Amplifiers | Farenhyt Class B Signal Booster / BDA | SKF-BDA400-1B | DISCONTINUED - Replaced by new BDA & Fiber DAS Portfolio
Discontinued | Bi-Directional Amplifiers | Farenhyt Class B Signal Booster / BDA | SKF-BDA400-2B | DISCONTINUED - Replaced by new BDA & Fiber DAS Portfolio
Discontinued | Bi-Directional Amplifiers | Farenhyt Class B Signal Booster / BDA | SKF-BDA400-D5-1B | DISCONTINUED - Replaced by new BDA & Fiber DAS Portfolio
Discontinued | Bi-Directional Amplifiers | Farenhyt Class B Signal Booster / BDA | SKF-BDA700-1B | DISCONTINUED - Replaced by new BDA & Fiber DAS Portfolio
Discontinued | Bi-Directional Amplifiers | Farenhyt Class B Signal Booster / BDA | SKF-BDA7800-2B | DISCONTINUED - Replaced by new BDA & Fiber DAS Portfolio
Discontinued | Bi-Directional Amplifiers | Farenhyt Class B Signal Booster / BDA | SKF-BDA7800-D5-2B | DISCONTINUED - Replaced by new BDA & Fiber DAS Portfolio
Discontinued | Bi-Directional Amplifiers | Farenhyt Class B Signal Booster / BDA | SKF-BDA800-1B | DISCONTINUED - Replaced by new BDA & Fiber DAS Portfolio
Discontinued | Bi-Directional Amplifiers | Farenhyt Class B Signal Booster / BDA | SKF-BDA800-D5-1B | DISCONTINUED - Replaced by new BDA & Fiber DAS Portfolio
Discontinued | Bi-Directional Amplifiers | Honeywell Class A Signal Booster / BDA | HON-BDA400-D5-1A | DISCONTINUED - Replaced by new BDA & Fiber DAS Portfolio
Discontinued | Bi-Directional Amplifiers | Honeywell Class A Signal Booster / BDA | HON-BDA7800-D5-2A | DISCONTINUED - Replaced by new BDA & Fiber DAS Portfolio
Discontinued | Bi-Directional Amplifiers | Honeywell Class A Signal Booster / BDA | HON-BDA800-D5-1A | DISCONTINUED - Replaced by new BDA & Fiber DAS Portfolio
Discontinued | Bi-Directional Amplifiers | Honeywell Class B Signal Booster / BDA | HON-BDA150-1B | DISCONTINUED - Replaced by new BDA & Fiber DAS Portfolio
Discontinued | Bi-Directional Amplifiers | Honeywell Class B Signal Booster / BDA | HON-BDA400-1B | DISCONTINUED - Replaced by new BDA & Fiber DAS Portfolio
Discontinued | Bi-Directional Amplifiers | Honeywell Class B Signal Booster / BDA | HON-BDA400-2B | DISCONTINUED - Replaced by new BDA & Fiber DAS Portfolio
Discontinued | Bi-Directional Amplifiers | Honeywell Class B Signal Booster / BDA | HON-BDA400-D5-1B | DISCONTINUED - Replaced by new BDA & Fiber DAS Portfolio
Discontinued | Bi-Directional Amplifiers | Honeywell Class B Signal Booster / BDA | HON-BDA700-1B | DISCONTINUED - Replaced by new BDA & Fiber DAS Portfolio
Discontinued | Bi-Directional Amplifiers | Honeywell Class B Signal Booster / BDA | HON-BDA7800-2B | DISCONTINUED - Replaced by new BDA & Fiber DAS Portfolio
Discontinued | Bi-Directional Amplifiers | Honeywell Class B Signal Booster / BDA | HON-BDA7800-D5-2B | DISCONTINUED - Replaced by new BDA & Fiber DAS Portfolio
Discontinued | Bi-Directional Amplifiers | Honeywell Class B Signal Booster / BDA | HON-BDA800-1B | DISCONTINUED - Replaced by new BDA & Fiber DAS Portfolio
Discontinued | Bi-Directional Amplifiers | Honeywell Class B Signal Booster / BDA | HON-BDA800-D5-1B | DISCONTINUED - Replaced by new BDA & Fiber DAS Portfolio
New | CLSS | Accessories | CLSS-BC | CLSS CHECKPOINT BARCODE LABELS (ROLL OF 1,000) | 402 | 180.9
New | CLSS | Gateway | 50160636-001 | CLSS GATEWAY KIT. INCLUDES 30” NUP CABLE AND LOCK AND KEY SET | 80 | 36
New | CLSS | Gateway | HON-CGW-MBB | CLSS GATEWAY, WITH ENCLOSURE (LOCK AND CABLE KIT, 50160636-001 SOLD SEPARATELY) | 785 | 353.25
New | CLSS | Modules | CCM-ATT-HON | CLSS CELLULAR COMMUNICATION MODULE FOR ATT | 430 | 193.5
New | CLSS | Modules | CCM-VZ-HON | CLSS CELLULAR COMMUNICATION MODULE FOR VERIZON | 430 | 193.5
| Conventional Detectors & Initiating Devices | Beam Detectors and Accessories | 6500-MMK | HEAVY DUTY MULTI-MOUNT KIT (FOR INSTALLATIONS PRONE TO VIBRATION OR WHERE THERE IS DIFFICULTY IN MAINTAINING THE SET ANGLE. WHEN INSTALLED WITH THE TRANSMITTER/RECEIVER UNIT, 6500-SMK MUST BE USED AS WELL) | 329 | 148.05
New | Conventional Detectors & Initiating Devices | Beam Detectors and Accessories | 6500-SMK | SURFACE-MOUNT KIT FOR USE WITH THE BEAM1224 AND FSB-200 WHEN USING THE 6500-MMK HEAVY DUTY MULTI-MOUNT KIT | 87.5 | 39.37
| Conventional Detectors & Initiating Devices | Beam Detectors and Accessories | BEAMHK | Beam detector heater kit | 57 | 25.65
| Conventional Detectors & Initiating Devices | Beam Detectors and Accessories | BEAMHKR | BEAM HEATER KIT - REFLECTOR | 281 | 126.45
| Conventional Detectors & Initiating Devices | Beam Detectors and Accessories | BEAMLRK | Long range kit required for applications greater than 230 feet | 200 | 90
| Conventional Detectors & Initiating Devices | Beam Detectors and Accessories | BEAMMMK | Provides ceiling or wall mount capability with increased angular adjustment for transceiver or reflector | 131 | 58.95
| Conventional Detectors & Initiating Devices | Beam Detectors and Accessories | BEAMSMK | Surface mount kit, conduit use | 73.5 | 33.07
| Conventional Detectors & Initiating Devices | Beam Detectors and Accessories | OSI-R-SS | CONVENTIONAL 4 WIRE IMAGING BEAM DETECTOR w/REFLECTOR | 1723 | 775.35
| Conventional Detectors & Initiating Devices | Conventional Manual Pull Stations and Accessories | 160104 | HSB-224 SMOKE DET BASE 24V HOC | 18.5 | 8.32
Discontinued | Conventional Detectors & Initiating Devices | Conventional Manual Pull Stations and Accessories | 161101 | DISCONTINUED
| Conventional Detectors & Initiating Devices | Conventional Manual Pull Stations and Accessories | 2151 | SMOKE DETECTOR HEAD, PHOTO, LOW-PROFILE | 101 | 45.45
| Conventional Detectors & Initiating Devices | Conventional Manual Pull Stations and Accessories | 2151T | SMOKE DETECTOR HEAD, PHOTO/THERMAL, LOW-PROFILE -REQ. B100 SERIES BASE | 117 | 52.65
| Conventional Detectors & Initiating Devices | Conventional Manual Pull Stations and Accessories | 2D51 | REPLACEMENT 4-WIRE HEAD | 128 | 57.6
| Conventional Detectors & Initiating Devices | Conventional Manual Pull Stations and Accessories | 2W-B | 2 WIRE PHOTO DETECTOR 12/24 VOLT | 82.5 | 41.25
| Conventional Detectors & Initiating Devices | Conventional Manual Pull Stations and Accessories | 2WTA-B | I3 2-WIRE PHOTO W/ HEAT & SOUNDER | 106 | 47.7
| Conventional Detectors & Initiating Devices | Conventional Manual Pull Stations and Accessories | 2WT-B | I3 2-WIRE PHOTO DETECTOR W/THERMAL, 12/24 VT, WITH BASE | 90.5 | 45.25
| Conventional Detectors & Initiating Devices | Conventional Manual Pull Stations and Accessories | 2WTR-B | I3 2-WIRE PHOTO HEAT & FORM C RELAY | 118 | 53.1
| Conventional Detectors & Initiating Devices | Conventional Manual Pull Stations and Accessories | 4W-B | I3 4-WIRE PHOTO DETECTOR 12/24 VOLT, WITH BASE | 92 | 46
| Conventional Detectors & Initiating Devices | Conventional Manual Pull Stations and Accessories | 4WITAR-B | I3 4-WIRE PHTO ISOLATED HEAT, SOUNDER & FORM C RELAY | 148 | 74
| Conventional Detectors & Initiating Devices | Conventional Manual Pull Stations and Accessories | 4WTA-B | I3 4-WIRE PHOTO W/HEAT & SOUNDER | 117 | 52.65
| Conventional Detectors & Initiating Devices | Conventional Manual Pull Stations and Accessories | 4WTAR-B | I3 4-WIRE PHOTO HEAT SOUNDER & FORM C RELAY | 137 | 68.5
| Conventional Detectors & Initiating Devices | Conventional Manual Pull Stations and Accessories | 4WT-B | I3 4-WIRE PHOTO DETECTOR W/THERMAL, 12/24 VT WITH BASE | 99 | 49.5
| Conventional Detectors & Initiating Devices | Conventional Manual Pull Stations and Accessories | 4WTR-B | I3 4-WIRE PHOTO HEAT & FORM C RELAY | 124 | 55.8
| Conventional Detectors & Initiating Devices | Conventional Manual Pull Stations and Accessories | 5151 | 400 SERIES PLUG-IN 135 DEG. FIXED /RATE OF RISE, NEEDS BASE | 67.5 | 30.37
| Conventional Detectors & Initiating Devices | Conventional Manual Pull Stations and Accessories | 5601P | 135 F FIXED TEMP/RATE OF RISE HEAT DET. SINGLE CIRCUIT | 29 | 13.05
| Conventional Detectors & Initiating Devices | Conventional Manual Pull Stations and Accessories | 5602 | 194 F FIXED TEMP/RATE OF RISE HEAT DET. SINGLE CIRCUIT | 29.5 | 13.27
| Conventional Detectors & Initiating Devices | Conventional Manual Pull Stations and Accessories | 5603 | 135 F FIXED TEMP ONLY HEAT DET. SINGLE CIRCUIT | 29.5 | 13.27
| Conventional Detectors & Initiating Devices | Conventional Manual Pull Stations and Accessories | 5604 | 194 F FIXED TEMP ONLY HEAT DET. SINGLE CIRCUIT | 29.5 | 13.27
| Conventional Detectors & Initiating Devices | Conventional Manual Pull Stations and Accessories | 5621 | 135 F FIXED TEMP/RATE OF RISE HEAT DET. DUAL CIRCUIT | 54 | 24.3
| Conventional Detectors & Initiating Devices | Conventional Manual Pull Stations and Accessories | 5622 | 194 F FIXED TEMP/RATE OF RISE HEAT DET. DUAL CIRCUIT | 54.5 | 24.52
| Conventional Detectors & Initiating Devices | Conventional Manual Pull Stations and Accessories | 5623 | 135 F FIXED TEMP ONLY HEAT DET. DUAL CIRCUIT | 54.5 | 24.52
| Conventional Detectors & Initiating Devices | Conventional Manual Pull Stations and Accessories | 5624 | 194 F FIXED TEMP ONLY HEAT DET. DUAL CIRCUIT | 54.5 | 24.52
| Conventional Detectors & Initiating Devices | Conventional Manual Pull Stations and Accessories | APA151 | REMOTE ANNUNCIATOR WITH PIEZO ALARM | 82 | 36.9
| Conventional Detectors & Initiating Devices | Conventional Manual Pull Stations and Accessories | BG12TR | LEXAN TRIM RING FOR ALL BG12 SERIES PULL STATIONS | 26 | 11.7
| Conventional Detectors & Initiating Devices | Conventional Manual Pull Stations and Accessories | CO1224T | CARBON MONOXIDE DETECTOR WITH TEST | 142 | 71
| Conventional Detectors & Initiating Devices | Conventional Manual Pull Stations and Accessories | CO1224TR | CONVENTIONAL CARBON MONOXIDE DETECTOR, 12/24 VDC, WITH SOUNDER AND TROUBLE RELAY WITH TEST FUNCTION; UL2075 LISTED; ROUND | 144 | 72
| Conventional Detectors & Initiating Devices | Conventional Manual Pull Stations and Accessories | CO-PLATE | CO DETECTOR PLATE, PACKAGE OF 5. USE WHEN REPLACING ROUND CO DETECTORS WITH THE CO1224T | 45.5 | 20.47
| Conventional Detectors & Initiating Devices | Conventional Manual Pull Stations and Accessories | HADSC-EA | RATE OF RISE THERMAL DETECTOR | 28 | 12.6
| Conventional Detectors & Initiating Devices | Conventional Manual Pull Stations and Accessories | HANS6-221 | BASE, CONVENTIONAL 6 INCH | 16.5 | 7.42
| Conventional Detectors & Initiating Devices | Conventional Manual Pull Stations and Accessories | HASBC-4/12 | SOUNDER BASE, CONVENTIONAL 12 VOLTS | 69 | 31.05
| Conventional Detectors & Initiating Devices | Conventional Manual Pull Stations and Accessories | HASBC-4/24 | SOUNDER BASE, CONVENTIONAL 24 VOLTS | 69.5 | 31.27
| Conventional Detectors & Initiating Devices | Conventional Manual Pull Stations and Accessories | HASLR-835B-2W | PHOTO SMOKE, 2 WIRE CONVENTL WHITE | 92 | 41.4
| Conventional Detectors & Initiating Devices | Conventional Manual Pull Stations and Accessories | HASLR-835B-4 | PHOTO SMOKE, 4 WIRE CONVENTL WHITE | 92 | 41.4
| Conventional Detectors & Initiating Devices | Conventional Manual Pull Stations and Accessories | HASOLO-461 | SOLO-461 CORDLESS HEAT DETC TESTER | 2850 | 1282.5
| Conventional Detectors & Initiating Devices | Conventional Manual Pull Stations and Accessories | NY-PLATE | PULL STATION TRIM PLATE FOR NEW YORK CITY, FOR USE WITH ALL NBG SERIES PULL STATIONS | 53.5 | 24.07
| Conventional Detectors & Initiating Devices | Conventional Manual Pull Stations and Accessories | PS-BB | BOX BACK SGB-32S | 20 | 9
| Conventional Detectors & Initiating Devices | Conventional Manual Pull Stations and Accessories | PS-GR12 | BOX OF GLASS RODS | 32.5 | 14.62
| Conventional Detectors & Initiating Devices | Conventional Manual Pull Stations and Accessories | SB-10 | SURFACE BACK-BOX FOR ALL BG-10 OR BG-12; EXCEPT BG-12LRA. | 24 | 10.8
| Conventional Detectors & Initiating Devices | Conventional Manual Pull Stations and Accessories | SBA-10 | SURFACE BACK-BOX; FOR BG-12LRA. | 31.5 | 14.17
| Conventional Detectors & Initiating Devices | Conventional Manual Pull Stations and Accessories | SB-I/O | SMT BACKBOX PLASTC PS-SA/DA/IDP | 24.5 | 11.02
| Conventional Detectors & Initiating Devices | Duct Detectors and Accessories | D2 | INNOVIARFLEX 2-WIRE CONVT PHOTO DUCT DETECTOR, INCLUDES 2151DETECTOR | 322 | 144.9
| Conventional Detectors & Initiating Devices | Duct Detectors and Accessories | D4120 | INNOVAIRFLEX 4-WIRE CONVT PHOTO DUCT DETECTOR, INCLUDES 2D51DETECTOR | 352 | 158.4
| Conventional Detectors & Initiating Devices | Duct Detectors and Accessories | D4120W | INNOVAIRFLEX 4-WIRE CONVT PHOTO DUCT, W/2D51 DETECTOR, WATERTIGHT | 468 | 210.6
| Conventional Detectors & Initiating Devices | Duct Detectors and Accessories | D4P120 | INNOVAIRFLEX 4-WIRE CONVENTIONAL POWER BOARD ONLY COMPONENT | 233 | 104.85
| Conventional Detectors & Initiating Devices | Duct Detectors and Accessories | D4S | INNOVAIRFLEX 4-WIRE CONVENTIONAL SENSOR ONLY COMPONENT | 227 | 102.15
| Conventional Detectors & Initiating Devices | Duct Detectors and Accessories | DCOIL | DUCT ACCESSORY COIL, REQUIRED ON D2 & DNR IF REMOTE TEST STATION USED | 50 | 22.5
| Conventional Detectors & Initiating Devices | Duct Detectors and Accessories | DH400OE-1 | WEATHERPROOF HOUSING FOR THE DH400ACDCIHT CONVENTIONAL HIGH TEMPERATURE DUCT DETECTOR | 580 | 261
| Conventional Detectors & Initiating Devices | Duct Detectors and Accessories | DNR | INNOVAIRFLEX INTELLIGENT DUCT DETECTOR, NON-RELAY (HEAD NOT INCLUDED) | 199 | 89.55
| Conventional Detectors & Initiating Devices | Duct Detectors and Accessories | DNRW | INNOVAIRFLEX DUCT DETECTOR, NON-RELAY, WATERTIGHT (HEAD NOT INCLUDED) | 305 | 161.65
| Conventional Detectors & Initiating Devices | Duct Detectors and Accessories | DST1 | INNOVAIRFLEX SAMPLING TUBE, STEEL 1' WITH HOLES | 16.5 | 7.42
| Conventional Detectors & Initiating Devices | Duct Detectors and Accessories | DST1.5 | INNOVAIRFLEX SAMPLING TUBE, STEEL 1.5' WITH HOLES | 20.5 | 9.22
| Conventional Detectors & Initiating Devices | Duct Detectors and Accessories | DST10 | INNOVAIRFLEX SAMPLING TUBE, STEEL 10' WITH HOLES | 65 | 29.25
| Conventional Detectors & Initiating Devices | Duct Detectors and Accessories | DST3 | INNOVAIRFLEX SAMPLING TUBE, STEEL 3' WITH HOLES | 26.5 | 11.92
| Conventional Detectors & Initiating Devices | Duct Detectors and Accessories | DST5 | INNOVAIRFLEX SAMPLING TUBE, STEEL 5' WITH HOLES | 32 | 14.4
| Conventional Detectors & Initiating Devices | Duct Detectors and Accessories | EOLR-1 | RELAY MODULE PWR SUPERVISION | 34 | 18.02
| Conventional Detectors & Initiating Devices | Duct Detectors and Accessories | ETX | INNOVAIRFLEX EXHAUST TUBE, STEEL 1' | 13 | 5.85
| Conventional Detectors & Initiating Devices | Duct Detectors and Accessories | M02-04-00 | REPLACEMENT TEST MAGNET | 13 | 5.85
| Conventional Detectors & Initiating Devices | Duct Detectors and Accessories | M02-09-00 | TEST MAGNET WITH 32 IN. TELESCOPING | 51.5 | 23.17
| Conventional Detectors & Initiating Devices | Duct Detectors and Accessories | MDL3R | SYNC CIRCUIT MODULE 12/24VDC | 139 | 62.55
| Conventional Detectors & Initiating Devices | Duct Detectors and Accessories | MDL3W | SYNC CIRCUIT MODULE 12/24VDC WHITE | 139 | 62.55
| Conventional Detectors & Initiating Devices | Duct Detectors and Accessories | RA100Z | REMOTE ANNUNCIATOR, 7MA, 3.1-32 VDC FOR DUCT & BEAM DETECTORS | 39 | 17.55
| Conventional Detectors & Initiating Devices | Duct Detectors and Accessories | RRS-MOD | 13 REVERSING / SYNC MODULE | 74.5 | 33.52
| Conventional Detectors & Initiating Devices | Duct Detectors and Accessories | RTS151 | MAGNETIC REMOTE TEST AND RESET STAT | 86 | 38.7
| Conventional Detectors & Initiating Devices | Duct Detectors and Accessories | RTS151KEY | KEY REMOTE TEST AND RESET STATION F | 127 | 57.15
| Conventional Detectors & Initiating Devices | Duct Detectors and Accessories | SENS-RDR | I3 SENSITIVITY READER | 580 | 261
| Conventional Detectors & Initiating Devices | Duct Detectors and Accessories | ST-10 | METAL TUBE FOR DUCTS | 73 | 32.85
| Conventional Detectors & Initiating Devices | Duct Detectors and Accessories | ST-3 | METAL TUBE FOR DUCTS | 29.5 | 13.27
| Conventional Detectors & Initiating Devices | Duct Detectors and Accessories | ST-5 | METAL TUBE FOR DUCTS | 34.5 | 15.52
| Conventional Detectors & Initiating Devices | Rate Compensation Heat Detectors | 302-135 | 135 °F (57° C) VERTICAL MOUNT. | 79 | 35.55
| Conventional Detectors & Initiating Devices | Rate Compensation Heat Detectors | 302-194 | 194 °F (90° C) VERTICAL MOUNT. | 79 | 35.55
| Conventional Detectors & Initiating Devices | Rate Compensation Heat Detectors | 302-AW-135 | 135 °F (57° C) VERTICAL MOUNT, FOR INDOOR OR OUTDOOR USE. | 95.5 | 42.97
| Conventional Detectors & Initiating Devices | Rate Compensation Heat Detectors | 302-AW-194 | 194 °F (90° C) VERTICAL MOUNT, FOR INDOOR OR OUTDOOR USE. | 95.5 | 42.97
| Conventional Detectors & Initiating Devices | Rate Compensation Heat Detectors | 302-EPM-135 | 135 °F (57° C) EXPLOSION-PROOF. | 180 | 81
| Conventional Detectors & Initiating Devices | Rate Compensation Heat Detectors | 302-EPM-194 | 194 °F (90° C) EXPLOSION-PROOF. | 160 | 72
| Conventional Detectors & Initiating Devices | Rate Compensation Heat Detectors | 302-ET-135 | 135 °F (57° C) VERTICAL MOUNT, INDOOR OR OUTDOOR USE. CAN BE MOUNTED TO 1/2" CONDUIT THREADS FOR ATTACHMENT TO THREADED HUB COVER. | 94.5 | 42.52
| Conventional Detectors & Initiating Devices | Rate Compensation Heat Detectors | 302-ET-194 | 194 °F (90° C) VERTICAL MOUNT, INDOOR OR OUTDOOR USE. CAN BE MOUNTED TO 1/2" CONDUIT THREADS FOR ATTACHMENT TO THREADED HUB COVER. | 83.5 | 37.57
| Conventional Detectors & Initiating Devices | Rate Compensation Heat Detectors | AP-P | PLASTIC ADAPTER PLATE FOR 302 AND 302AW. | 18 | 8.1
Discontinued | Conventional Detectors & Initiating Devices | Rate Compensation Heat Detectors | AP-S | DISCONTINUED
| Conventional Fire Alarm Panels | Conventional Fire Alarm Control Panels and Accessories | 001347-L8 | KEY, REV A CABINET | 4.05 | 1.82
| Conventional Fire Alarm Panels | Conventional Fire Alarm Control Panels and Accessories | 005220 | MODULE, FIRE DIRECT CONNECT | 237 | 106.65
Discontinued | Conventional Fire Alarm Panels | Conventional Fire Alarm Control Panels and Accessories | 005495 | DISCONTINUED
Phasing Out | Conventional Fire Alarm Panels | Conventional Fire Alarm Control Panels and Accessories | 005495CB | PHASING OUT - CABINET ONLY 5495 | 238 | 107.1
Discontinued | Conventional Fire Alarm Panels | Conventional Fire Alarm Control Panels and Accessories | 005499 | DISCONTINUED
| Conventional Fire Alarm Panels | Conventional Fire Alarm Control Panels and Accessories | 052080 | PC BOARD ONLY FOR SK5208 | 1900 | 855
| Conventional Fire Alarm Panels | Conventional Fire Alarm Control Panels and Accessories | 054950 | PC BOARD ONLY 5495 | 745 | 335.25
| Conventional Fire Alarm Panels | Conventional Fire Alarm Control Panels and Accessories | 054990 | PC BOARD ONLY 5499 | 960 | 432
| Conventional Fire Alarm Panels | Conventional Fire Alarm Control Panels and Accessories | 115061 | TRANSFORMER 60HZ 120V 85VA 36VRM | 78 | 35.1
| Conventional Fire Alarm Panels | Conventional Fire Alarm Control Panels and Accessories | 119640B | LOCK, REV B SK STANDARD | 7.25 | 3.26
| Conventional Fire Alarm Panels | Conventional Fire Alarm Control Panels and Accessories | 122427 | BACK BOX, STEEL REV E2 RA-1000 | 86.5 | 38.92
| Conventional Fire Alarm Panels | Conventional Fire Alarm Control Panels and Accessories | 122464 | BEZEL, PNTD RED 5860R - STEEL | 97 | 43.65
| Conventional Fire Alarm Panels | Conventional Fire Alarm Control Panels and Accessories | 122465 | BEZEL, PNTD GRAY 5860 | 89 | 40.05
| Conventional Fire Alarm Panels | Conventional Fire Alarm Control Panels and Accessories | 130294 | CABLE ASSY REV 1.0 4P-0P 24 IN | 15 | 6.75
| Conventional Fire Alarm Panels | Conventional Fire Alarm Control Panels and Accessories | 130420 | CABLE REV B 12" RED & BLACK | 9.2 | 4.14
| Conventional Fire Alarm Panels | Conventional Fire Alarm Control Panels and Accessories | 130422 | BATTERY CONNECTOR 18 INCH REV B | 5.6 | 2.52
| Conventional Fire Alarm Panels | Conventional Fire Alarm Control Panels and Accessories | 140694 | BATTERY CABLE RED/LUGGED BOT REV B | 3.8 | 1.71
| Conventional Fire Alarm Panels | Conventional Fire Alarm Control Panels and Accessories | 75287 | BATTERY CABLE FOR SK-2 & SK-4 | 21 | 9.45
| Conventional Fire Alarm Panels | Conventional Fire Alarm Control Panels and Accessories | RBB | REMOTE BATTERY BOX (10"H X 16"W X 6"D) | 212 | 95.4
New | Conventional Fire Alarm Panels | Conventional Fire Alarm Control Panels and Accessories | TR-1-B | OPTIONAL BACK BOX TRIM RING. | 118 | 53.1
| Conventional Fire Alarm Panels | Conventional Fire Alarm Control Panels and Accessories | TR-1-R | TRIM RING SEMI FLUSH MNT FOR SK-2/SK-4 | 150 | 67.5
| Fire Alarm Installation Accessories | Air Products Relays | MR-101/CR | RELAY,MULTIVOLTAGE,SPDT,RD,ENC | 68.5 | 30.82
| Fire Alarm Installation Accessories | Air Products Relays | MR-101/T | RELAY,SPDT,TRACK MNT | 40.5 | 18.22
| Fire Alarm Installation Accessories | Air Products Relays | MR-104/CR | RELAY,ENCLSR,METAL,4 SPDT,RED | 213 | 95.85
| Fire Alarm Installation Accessories | Air Products Relays | MR-104/T | RELAY TRACK MOUNT,4 SPDT | 149 | 67.05
| Fire Alarm Installation Accessories | Air Products Relays | MR-199X-13C | RELAY,DPDT,24VDC,STEEL ENCLOSR | 230 | 103.5
| Fire Alarm Installation Accessories | Air Products Relays | MR-199X-14C | RELAY,DPDT,120VAC,STEEL ENCLOS | 227 | 102.15
| Fire Alarm Installation Accessories | Air Products Relays | MR-201/CR | RELAY,ENCLSR,METAL,DPDT,RED | 74.5 | 33.52
| Fire Alarm Installation Accessories | Air Products Relays | MR-201/T | RELAY DPDT,TRACK MOUNT | 51.5 | 23.17
| Fire Alarm Installation Accessories | Air Products Relays | MR-204/CR | RELAY,ENCLSR,METAL,3 DPDT,RED | 258 | 116.1
New | Fire Alarm Installation Accessories | Air Products Relays | MR-204/T | RELAY, 4 DPDT, TRACK MOUNT | 181 | 81.45
| Fire Alarm Installation Accessories | Air Products Relays | PAM-1 | RELAY,10 AMP,24/110 | 29.5 | 14.75
| Fire Alarm Installation Accessories | Air Products Relays | PAM-2 | RELAY,7 AMP,12/24 | 29.5 | 14.75
| Fire Alarm Installation Accessories | Air Products Relays | PAM-4 | RELAY,SPDT,9-40VDC,7A,CONTS | 29.5 | 14.75
| Fire Alarm Installation Accessories | Door Holder Accessories | DHBBB | SURFACE MOUNT BACK BOX, PLATED, BRASS | 39.5 | 17.77
| Fire Alarm Installation Accessories | Door Holder Accessories | DHBBD | SURFACE MOUNT BACK BOX, POWDER COATED, DARK BRONZE | 45 | 20.25
| Fire Alarm Installation Accessories | Door Holder Accessories | DHBBPC | SURFACE MOUNT BACK BOX, POWDER COATED, CHROME | 38.5 | 17.32
| Fire Alarm Installation Accessories | Door Holder Accessories | DHCPB | CATCH PLATE, PLATED, BRASS | 23.5 | 10.57
| Fire Alarm Installation Accessories | Door Holder Accessories | DHCPC | CATCH PLATE, POWDER COATED, CHROME | 24 | 10.8
| Fire Alarm Installation Accessories | Door Holder Accessories | DHCPD | CATCH PLATE, POWDER COATED, DARK BRONZE | 28 | 12.6
| Fire Alarm Installation Accessories | Door Holder Accessories | DHDF | SWIVEL BASE MOUNTING DRILL FIXTURE | 463 | 208.35
| Fire Alarm Installation Accessories | Door Holder Accessories | DHSBB | SWIVEL BASE, PLATED, BRASS | 62.5 | 28.12
| Fire Alarm Installation Accessories | Door Holder Accessories | DHSBD | SWIVEL BASE, POWDER COATED, DARK BRONZE | 66 | 29.7
| Fire Alarm Installation Accessories | Door Holder Accessories | DHSBPC | SWIVEL BASE, POWDER COATED, CHROME | 57 | 25.65
Discontinued | Fire Alarm Installation Accessories | Door Holder Accessories | DHW | EXTENSION WRENCH (2 PCS.)
| Fire Alarm Installation Accessories | Explosion-Proof & Hazardous Location Stations | HAZ-WP-PULL | FIRE ALARM PULL STATION FOR HAZARDOUS, NON-HAZARDOUS, WEATHERPROOF OR HARSH LOCATIONS | 1160 | 522
| Fire Alarm Installation Accessories | Explosion-Proof & Hazardous Location Stations | XAL-53 | KILARK MANUAL STATION, EXPLOSION-PROOF; NO & NC CONTACTS. | 1810 | 814.5
| Fire Alarm Installation Accessories | Rixon Electromagnetic Door Holders and Accessories | FM900 | DOOR HOLDER EXTENSION KIT | 25.5 | 11.47
| Fire Alarm Installation Accessories | Rixon Electromagnetic Door Holders and Accessories | FM900-100 | DOOR HOLDER SPACER, 1" | 23 | 10.35
| Fire Alarm Installation Accessories | Rixon Electromagnetic Door Holders and Accessories | FM900-50 | DOOR HOLDER SPACER, 1/2" | 23.5 | 10.57
| Fire Alarm Installation Accessories | Rixon Electromagnetic Door Holders and Accessories | FM900-75 | DOOR HOLDER SPACER, 3/4" | 22 | 9.9
| Fire Alarm Installation Accessories | Rixon Electromagnetic Door Holders and Accessories | FM900-Z | DOOR HOLDER SPACER KIT, 90° | 25.5 | 11.47
| Fire Alarm Installation Accessories | Rixon Electromagnetic Door Holders and Accessories | FM980 | FM-980, SURFACE FLOOR MOUNT, 12VDC/24VDC/24VAC/120VAC, SINGLE DOOR | 194 | 87.3
| Fire Alarm Installation Accessories | Rixon Electromagnetic Door Holders and Accessories | FM996-L8 | FM-996, SURFACE WALL MOUNT, 12VDC/24VDC/24VAC/120VAC | 148 | 66.6
| Fire Alarm Installation Accessories | Rixon Electromagnetic Door Holders and Accessories | FM998 | FM-998, FLUSH WALL MOUNT, 12VDC/24VDC/24VAC/120VAC | 155 | 69.75
| Fire Alarm Installation Accessories | RSG Door Holder Extensions | DHE.5B | .5” EXTENSION ROD, PLATED, BRASS | 17 | 7.65
| Fire Alarm Installation Accessories | RSG Door Holder Extensions | DHE.5D | .5” EXTENSION ROD, POWDER COATED, DARK BRONZE | 19.5 | 8.77
| Fire Alarm Installation Accessories | RSG Door Holder Extensions | DHE.5PC | .5” EXTENSION ROD, POWDER COATED, CHROME | 17.5 | 7.87
| Fire Alarm Installation Accessories | RSG Door Holder Extensions | DHE1.5APC | 1.5” ADJUSTABLE EXTENSION ROD, POWDER COATED, CHROME | 19.5 | 8.77
| Fire Alarm Installation Accessories | RSG Door Holder Extensions | DHE1.5B | 1.5” EXTENSION ROD, PLATED, BRASS | 19.5 | 8.77
| Fire Alarm Installation Accessories | RSG Door Holder Extensions | DHE1.5D | 1.5” EXTENSION ROD, POWDER COATED, DARK BRONZE | 24 | 10.8
| Fire Alarm Installation Accessories | RSG Door Holder Extensions | DHE1.5PC | 1.5” EXTENSION ROD, POWDER COATED, CHROME | 18 | 8.1
| Fire Alarm Installation Accessories | RSG Door Holder Extensions | DHE1B | 1” EXTENSION ROD, PLATED, BRASS | 15.5 | 6.97
| Fire Alarm Installation Accessories | RSG Door Holder Extensions | DHE1D | 1” EXTENSION ROD, POWDER COATED, DARK BRONZE | 20 | 9
| Fire Alarm Installation Accessories | RSG Door Holder Extensions | DHE1PC | 1” EXTENSION ROD, POWDER COATED, CHROME | 17.5 | 7.87
| Fire Alarm Installation Accessories | RSG Door Holder Extensions | DHE2APC | 2” ADJUSTABLE EXTENSION ROD, POWDER COATED, CHROME | 22 | 9.9
| Fire Alarm Installation Accessories | RSG Door Holder Extensions | DHE2B | 2” EXTENSION ROD, PLATED, BRASS | 23.5 | 10.57
| Fire Alarm Installation Accessories | RSG Door Holder Extensions | DHE2D | 2” EXTENSION ROD, POWDER COATED, DARK BRONZE | 23.5 | 10.57
| Fire Alarm Installation Accessories | RSG Door Holder Extensions | DHE2PC | 2” EXTENSION ROD, POWDER COATED, CHROME | 24 | 10.8
| Fire Alarm Installation Accessories | RSG Door Holder Extensions | DHE3B | 3” EXTENSION ROD, PLATED, BRASS | 23.5 | 10.57
| Fire Alarm Installation Accessories | RSG Door Holder Extensions | DHE3D | 3” EXTENSTION ROD, POWDER COATED, DARK BRONZE | 23.5 | 10.57
| Fire Alarm Installation Accessories | RSG Door Holder Extensions | DHE3PC | 3” EXTENSION ROD, POWDER COATED, CHROME | 24 | 10.8
| Fire Alarm Installation Accessories | RSG Door Holder Extensions | DHE4AB | 4” ADJUSTABLE EXTENSION ROD, PLATED, BRASS | 29 | 13.05
| Fire Alarm Installation Accessories | RSG Door Holder Extensions | DHE4AD | 4” ADJUSTABLE EXTENSION ROD, POWDER COATED, DARK BRONZE | 34 | 15.3
| Fire Alarm Installation Accessories | RSG Door Holder Extensions | DHE4APC | 4” ADJUSTABLE EXTENSION ROD, POWDER COATED, CHROME | 26.5 | 11.92
| Fire Alarm Installation Accessories | RSG Door Holder Extensions | DHE4PC | 4” EXTENSION ROD, POWDER COATED, CHROME | 26.5 | 11.92
| Fire Alarm Installation Accessories | RSG Door Holder Extensions | DHE5B | 5” EXTENSION ROD, PLATED, BRASS | 31 | 13.95
| Fire Alarm Installation Accessories | RSG Door Holder Extensions | DHE5D | 5” EXTENSION ROD, POWDER COATED, DARK BRONZE | 31 | 13.95
| Fire Alarm Installation Accessories | RSG Door Holder Extensions | DHE5PC | 5” EXTENSION ROD, POWDER COATED, CHROME | 33 | 14.85
| Fire Alarm Installation Accessories | RSG Electromagnetic Door Holders | DH24120FB | SEMI-FLUSH, PLATED, BRASS | 176 | 79.2
| Fire Alarm Installation Accessories | RSG Electromagnetic Door Holders | DH24120FD | SEMI-FLUSH, POWDER COATED DARK BRONZE | 187 | 84.15
| Fire Alarm Installation Accessories | RSG Electromagnetic Door Holders | DH24120FPC | SEMI-FLUSH, POWDER COATED CHROME | 163 | 73.35
| Fire Alarm Installation Accessories | RSG Electromagnetic Door Holders | DH24120GB1 | GROUND MOUNT, SINGLE DOOR, PLATED, BRASS | 250 | 112.5
| Fire Alarm Installation Accessories | RSG Electromagnetic Door Holders | DH24120GB2 | GROUND MOUNT, DOUBLE DOOR, PLATED, BRASS | 316 | 142.2
| Fire Alarm Installation Accessories | RSG Electromagnetic Door Holders | DH24120GPC1 | GROUND MOUNT, SINGLE DOOR, POWDER COATED, CHROME | 227 | 102.15
| Fire Alarm Installation Accessories | RSG Electromagnetic Door Holders | DH24120GPC2 | GROUND MOUNT, DOUBLE DOOR, POWDER COATED, CHROME | 289 | 130.05
| Fire Alarm Installation Accessories | RSG Electromagnetic Door Holders | DH24120GPD1 | GROUND MOUNT, SINGLE DOOR, POWDER COATED, DARK BRONZE | 296 | 133.2
| Fire Alarm Installation Accessories | RSG Electromagnetic Door Holders | DH24120GPD2 | GROUND MOUNT, DOUBLE DOOR, POWDER COATED, DARK BRONZE | 364 | 163.8
| Fire Alarm Installation Accessories | RSG Electromagnetic Door Holders | DH24120SB | SURAFCE MOUNT, PLATED, BRASS | 197 | 88.65
| Fire Alarm Installation Accessories | RSG Electromagnetic Door Holders | DH24120SPC | SURAFCE MOUNT, POWDER COATED, CHROME | 179 | 80.55
| Fire Alarm Installation Accessories | RSG Electromagnetic Door Holders | DH24120SPD | SURAFCE MOUNT, POWDER COATED, DARK BRONZE | 226 | 101.7
| Fire Alarm Installation Accessories | RSG Electromagnetic Door Holders | DH24120WB | RECESSED, PLATED, BRASS | 173 | 77.85
| Fire Alarm Installation Accessories | RSG Electromagnetic Door Holders | DH24120WD | RECESSED, POWDER COATED, DARK BRONZE | 180 | 81
| Fire Alarm Installation Accessories | RSG Electromagnetic Door Holders | DH24120WPC | RECESSED, POWDER COATED, CHROME | 167 | 75.15
| Fire Alarm Installation Accessories | STI Device & Appliance Covers & Guards | STI1229 | NEMA 4X RATED STOPPER DOME | 131 | 117.9
| Fire Alarm Installation Accessories | STI Device & Appliance Covers & Guards | STI7510A | POLY ENCL,CLEAR,K-L,4.59" DEEP | 70 | 63
Discontinued | Fire Alarm Installation Accessories | STI Device & Appliance Covers & Guards | STI7511A | LOCKABLE ENCLOSURE, INTERNAL DIMENSIONS 8.5 L X 6.5W X 4.6D, WITH THUMB LOCK
Discontinued | Fire Alarm Installation Accessories | STI Device & Appliance Covers & Guards | STI-7521-HTR | ENCLOSURE, HEATED, THUMB LOCK
| Fire Alarm Installation Accessories | STI Device & Appliance Covers & Guards | STI7530 | LOCKABLE ENCLOSURE, INTERNAL DIMENSIONS 14.2" L X 12.2" W X 6.4" D, WITH KEY LOCK | 230 | 207
Discontinued | Fire Alarm Installation Accessories | STI Device & Appliance Covers & Guards | STI-7551 | LOCKABLE ENCLOSURE, INTERNAL DIMENSIONS 24.7" L X 19.7" W X 7.3" D, WITH THUMB LOCK
| Fire Alarm Installation Accessories | STI Device & Appliance Covers & Guards | STI-7560AH | PROTECTIVE CABINET,METAL,HEATED | 4880 | 4392
| Fire Alarm Installation Accessories | STI Device & Appliance Covers & Guards | STI8100 | SMOKE DETECTOR DAMAGE STOPPER®, FLUSH MOUNT - CLEAR | 44 | 39.6
| Fire Alarm Installation Accessories | STI Device & Appliance Covers & Guards | STI9601 | LOW PROFILE SMOKE DETECTOR COVER. | 41 | 36.9
| Fire Alarm Installation Accessories | STI Device & Appliance Covers & Guards | STI9602 | STEEL WEB STOPPER, LOW PROFILE, SURFACE MOUNT. | 38.5 | 34.65
| Fire Alarm Installation Accessories | STI Device & Appliance Covers & Guards | STI9604 | HEAT DETECTOR STEEL COVER. | 41 | 36.9
Discontinued | Fire Alarm Installation Accessories | STI Device & Appliance Covers & Guards | STI9604SS | STAINLESS STEEL GUARD
| Fire Alarm Installation Accessories | STI Device & Appliance Covers & Guards | STI9605 | STEEL WEB STOPPER, MEDIUM PROFILE, SURFACE MOUNT. | 38.5 | 34.65
| Fire Alarm Installation Accessories | STI Device & Appliance Covers & Guards | STI9609 | SMOKE DETECTOR COVER, HIGH PROFILE. | 41 | 36.9
| Fire Alarm Installation Accessories | STI Device & Appliance Covers & Guards | STI9610 | STEEL WEB STOPPER, HIGH PROFILE, SURFACE MOUNT. | 38.5 | 34.65
| Fire Alarm Installation Accessories | STI Device & Appliance Covers & Guards | STI9621 | STEEL WEB STOPPER, INTERNAL DIMENSIONS 7.0"L X 5.75" W X 4.5" D | 52.5 | 47.25
| Fire Alarm Installation Accessories | STI Device & Appliance Covers & Guards | STI9625 | STI BEAM DETECTOR GUARD; USE WITH 6424 | 105 | 94.5
| Fire Alarm Installation Accessories | STI Device & Appliance Covers & Guards | STI9706 | BEAM SMOKE DAMAGE STOPPER - FLUSH MOUNT | 66 | 59.4
| Fire Alarm Installation Accessories | STI Device & Appliance Covers & Guards | STI9707 | BEAM SMOKE DAMAGE STOPPER - SURFACE MOUNT | 66 | 59.4
| Fire Alarm Installation Accessories | STI Device & Appliance Covers & Guards | STI9713 | STEEL WEB STOPPER FOR PHOTOELECTRIC SMOKE DETECTOR | 39 | 35.1
| Fire Alarm Installation Accessories | STI Polycarbonate Enclosures | EF060604-O | Fiberglass Enclosure Opaque 6x6x4 | 174 | 139.2
| Fire Alarm Installation Accessories | STI Polycarbonate Enclosures | EF060604-W | Fiberglass Enclosure Opaque with Window 6x6x4 | 245 | 196
| Fire Alarm Installation Accessories | STI Polycarbonate Enclosures | EF080604-O | Fiberglass Enclosure Opaque 8x6x4 | 180 | 144
| Fire Alarm Installation Accessories | STI Polycarbonate Enclosures | EF080604-W | Fiberglass Enclosure Opaque with Window 8x6x4 | 246 | 196.8
| Fire Alarm Installation Accessories | STI Polycarbonate Enclosures | EF080804-O | Fiberglass Enclosure Opaque 8x8x4 | 185 | 148
| Fire Alarm Installation Accessories | STI Polycarbonate Enclosures | EF080804-W | Fiberglass Enclosure Opaque with Window 8x8x4 | 292 | 233.6
| Fire Alarm Installation Accessories | STI Polycarbonate Enclosures | EF100806-O | Fiberglass Enclosure Opaque 10x8x6 | 196 | 156.8
| Fire Alarm Installation Accessories | STI Polycarbonate Enclosures | EF100806-W | Fiberglass Enclosure Opaque with Window 10x8x6 | 291 | 232.8
| Fire Alarm Installation Accessories | STI Polycarbonate Enclosures | EF121006-O | Fiberglass Enclosure Opaque 12x10x6 | 214 | 171.2
| Fire Alarm Installation Accessories | STI Polycarbonate Enclosures | EF121006-W | Fiberglass Enclosure Opaque with Window 12x10x6 | 320 | 256
| Fire Alarm Installation Accessories | STI Polycarbonate Enclosures | EF141206-O | Fiberglass Enclosure Opaque 14x12x6 | 266 | 212.8
| Fire Alarm Installation Accessories | STI Polycarbonate Enclosures | EF141206-W | Fiberglass Enclosure Opaque with Window 14x12x6 | 431 | 344.8
| Fire Alarm Installation Accessories | STI Polycarbonate Enclosures | EF141208-O | Fiberglass Enclosure Opaque 14x12x8 | 291 | 232.8
| Fire Alarm Installation Accessories | STI Polycarbonate Enclosures | EF141208-W | Fiberglass Enclosure Opaque with Window 14x12x8 | 559 | 447.2
| Fire Alarm Installation Accessories | STI Polycarbonate Enclosures | EF161408-O | Fiberglass Enclosure Opaque 16x14x8 | 311 | 248.8
| Fire Alarm Installation Accessories | STI Polycarbonate Enclosures | EF161408-W | Fiberglass Enclosure Opaque with Window 16x14x8 | 577 | 461.6
| Fire Alarm Installation Accessories | STI Polycarbonate Enclosures | EF181610-O | Fiberglass Enclosure Opaque 18x16x10 | 382 | 305.6
| Fire Alarm Installation Accessories | STI Polycarbonate Enclosures | EF181610-W | Fiberglass Enclosure Opaque with Window 18x16x10 | 595 | 476
| Fire Alarm Installation Accessories | STI Polycarbonate Enclosures | EF201610-O | Fiberglass Enclosure Opaque 20x16x10 | 577 | 461.6
| Fire Alarm Installation Accessories | STI Polycarbonate Enclosures | EF201610-W | Fiberglass Enclosure Opaque with Window 20x16x10 | 900 | 720
| Fire Alarm Installation Accessories | STI Polycarbonate Enclosures | EP060605-O | Polycarbonate Enclosure Opaque 6x6x5 | 115.5 | 92.4
| Fire Alarm Installation Accessories | STI Polycarbonate Enclosures | EP060605-T | Polycarbonate Enclosure Tinted 6x6x5 | 131 | 104.8
| Fire Alarm Installation Accessories | STI Polycarbonate Enclosures | EP080605-O | Polycarbonate Enclosure Opaque 8x6x5 | 123 | 98.4
| Fire Alarm Installation Accessories | STI Polycarbonate Enclosures | EP080605-T | Polycarbonate Enclosure Tinted 8x6x5 | 130 | 104
| Fire Alarm Installation Accessories | STI Polycarbonate Enclosures | EP080805-O | Polycarbonate Enclosure Opaque 8x8x5 | 129 | 103.2
| Fire Alarm Installation Accessories | STI Polycarbonate Enclosures | EP080805-T | Polycarbonate Enclosure Tinted 8x8x5 | 145 | 116
| Fire Alarm Installation Accessories | STI Polycarbonate Enclosures | EP100806-O | Polycarbonate Enclosure Opaque 10x8x6 | 131 | 104.8
| Fire Alarm Installation Accessories | STI Polycarbonate Enclosures | EP100806-T | Polycarbonate Enclosure Tinted 10x8x6 | 163 | 130.4
| Fire Alarm Installation Accessories | STI Polycarbonate Enclosures | EP100807-O | Polycarbonate Enclosure Opaque 10x8x7 | 141 | 112.8
| Fire Alarm Installation Accessories | STI Polycarbonate Enclosures | EP100807-T | Polycarbonate Enclosure Tinted 10x8x7 | 170 | 136
| Fire Alarm Installation Accessories | STI Polycarbonate Enclosures | EP101006-O | Polycarbonate Enclosure Opaque 10x10x6 | 149 | 119.2
| Fire Alarm Installation Accessories | STI Polycarbonate Enclosures | EP101006-T | Polycarbonate Enclosure Tinted 10x10x6 | 173 | 138.4
| Fire Alarm Installation Accessories | STI Polycarbonate Enclosures | EP121007-O | Polycarbonate Enclosure Opaque 12x10x7 | 152 | 121.6
| Fire Alarm Installation Accessories | STI Polycarbonate Enclosures | EP121007-T | Polycarbonate Enclosure Tinted 12x10x7 | 181 | 144.8
| Fire Alarm Installation Accessories | STI Polycarbonate Enclosures | EP141207-O | Polycarbonate Enclosure Opaque 14x12x7 | 187 | 149.6
| Fire Alarm Installation Accessories | STI Polycarbonate Enclosures | EP141207-T | Polycarbonate Enclosure Tinted 14x12x7 | 246 | 196.8
| Fire Alarm Installation Accessories | STI Polycarbonate Enclosures | EP161409-O | Polycarbonate Enclosure Opaque 16x14x9 | 212 | 169.6
| Fire Alarm Installation Accessories | STI Polycarbonate Enclosures | EP161409-T | Polycarbonate Enclosure Tinted 16x14x9 | 305 | 244
| Fire Alarm Installation Accessories | STI Polycarbonate Enclosures | EP181604-O | Polycarbonate Enclosure Opaque 18x16x5 | 242 | 193.6
| Fire Alarm Installation Accessories | STI Polycarbonate Enclosures | EP181604-T | Polycarbonate Enclosure Tinted 18x16x5 | 331 | 264.8
| Fire Alarm Installation Accessories | STI Polycarbonate Enclosures | EP181611-O | Polycarbonate Enclosure Opaque 18x16x11 | 281 | 224.8
| Fire Alarm Installation Accessories | STI Polycarbonate Enclosures | EP181611-T | Polycarbonate Enclosure Tinted 18x16x11 | 398 | 318.4
| Fire Alarm Installation Accessories | STI Polycarbonate Enclosures | EP201608-O | Polycarbonate Enclosure Opaque 20x16x9 | 481 | 384.8
| Fire Alarm Installation Accessories | STI Polycarbonate Enclosures | EP201608-T | Polycarbonate Enclosure Tinted 20x16x9 | 506 | 404.8
| Fire Alarm Installation Accessories | STI Polycarbonate Enclosures | EP242410-O | Polycarbonate Enclosure Opaque 24x24x10 | 760 | 608
| Fire Alarm Installation Accessories | STI Polycarbonate Enclosures | EP242410-T | Polycarbonate Enclosure Tinted 24x24x10 | 900 | 720
| Fire Alarm Installation Accessories | STI Wire guards - for use with System Sensor SpectrAlert Advance ® audible / visible products | STI9705 | WIRE GUARD, WHITE, SPECTRALERT ADVANCE ® WALL MOUNT AVS | 33.5 | 30.15
| Fire Alarm Installation Accessories | STI Wire guards - for use with System Sensor SpectrAlert Advance ® audible / visible products | STI9705-R | WIRE GUARD, RED, SPECTRALERT ADVANCE ® WALL MOUNT AVS | 33.5 | 30.15
| Fire Alarm Installation Accessories | STI Wire guards - for use with System Sensor SpectrAlert Advance ® audible / visible products | STI9708 | WIRE GUARD, WHITE, SPECTRALERT ADVANCE ® WALL MOUNT AVS | 38.5 | 34.65
| Fire Alarm Installation Accessories | STI Wire guards - for use with System Sensor SpectrAlert Advance ® audible / visible products | STI9708-R | WIRE GUARD, RED, SPECTRALERT ADVANCE ® WALL MOUNT AVS | 39 | 35.1
| Fire Alarm Installation Accessories | STI Wire guards - for use with System Sensor SpectrAlert Advance ® audible / visible products | STI9711 | WIRE GUARD, WHITE, SPECTRALERT ADVANCE ® CEILING MOUNT AVS | 33.5 | 30.15
| Fire Alarm Installation Accessories | STI Wire guards - for use with System Sensor SpectrAlert Advance ® audible / visible products | STI9714 | WIRE GUARD, WHITE, SPECTRALERT ADVANCE ® CEILING MOUNT AVS | 39 | 35.1
Discontinued | Fire Alarm Installation Accessories | Stopper Pull Station Covers | SS2144XT-EN | GREEN STOPPER STATION, UNIVERSAL COVER WITH HORN, FLUSH MOUNT, MOMENTARY BUTTON, EXIT LABEL, ENGLISH
| Fire Alarm Installation Accessories | Stopper Pull Station Covers | SS2201EV-EN | YELLOW STOPPER STATION, NO COVER, PUSH AND TURN TO RESET BUTTON, EMERGENCY LABEL, ENGLISH | 86 | 77.4
| Fire Alarm Installation Accessories | Stopper Pull Station Covers | SS2400EM-EN | BLUE STOPPER STATION, NO COVER, PUSH AND TURN TO RESET BUTTON, EVACUATION LABEL, ENGLISH | 84 | 75.6
| Fire Alarm Installation Accessories | Stopper Pull Station Covers | SS2440EM-EN | BLUE STOPPER STATION, UNIVERSAL COVER WITH HORN, FLUSH MOUNT, PUSH AND KEY TO RESET BUTTON, EMERGENCY LABEL, ENGLISH | 172 | 154.8
| Fire Alarm Installation Accessories | Stopper Pull Station Covers | STI1100 | STOPPER II WITH HORN, FLUSH. | 99 | 89.1
| Fire Alarm Installation Accessories | Stopper Pull Station Covers | STI1130 | STOPPER II WITH HORN, SURFACE. | 109 | 98.1
| Fire Alarm Installation Accessories | Stopper Pull Station Covers | STI1200 | STOPPER II, NO HORN, FLUSH. | 66 | 59.4
| Fire Alarm Installation Accessories | Stopper Pull Station Covers | STI1210D | HORN STROBE COVER, SURFACE MOUNT. | 56 | 50.4
| Fire Alarm Installation Accessories | Stopper Pull Station Covers | STI1210E | HORN STROBE COVER, FLUSH MOUNT. | 47 | 42.3
| Fire Alarm Installation Accessories | Stopper Pull Station Covers | STI1221D | STROBE COVER, SURFACE MOUNT. | 56 | 50.4
| Fire Alarm Installation Accessories | Stopper Pull Station Covers | STI1221E | STROBE COVER,FLUSH MOUNT | 44 | 39.6
| Fire Alarm Installation Accessories | Stopper Pull Station Covers | STI1230 | STOPPER II, NO HORN, SURFACE. | 77 | 69.3
| Fire Alarm Installation Accessories | Stopper Pull Station Covers | STI1250 | WEATHER STOPPER II, FLUSH MOUNT. | 65 | 58.5
| Fire Alarm Installation Accessories | Stopper Pull Station Covers | STI1280 | BACK PLATE FOR STOPPER II | 22.5 | 20.25
| Fire Alarm Installation Accessories | Stopper Pull Station Covers | STI-13000NC | UNIVERSAL STOPPER, FLUSH MOUNT, Clear | 59.5 | 53.55
| Fire Alarm Installation Accessories | Stopper Pull Station Covers | STI-13020FR | UNIVERSAL STOPPER,FLUSH,HORN,RED,FIRE | 131 | 117.9
| Fire Alarm Installation Accessories | Stopper Pull Station Covers | STI-13200NC | UNIVERSAL STOPPER, SURFACE MOUNT, Clear | 80 | 72
| Fire Alarm Installation Accessories | Stopper Pull Station Covers | STI-13210FR | UNIVERSAL STOPPER, SURFACE, RED,FIRE | 87 | 78.3
| Fire Alarm Installation Accessories | Stopper Pull Station Covers | STI-13210NW | UNIVERSAL STOPPER, SURFACE, WHITE, NO LABEL | 102 | 91.8
| Fire Alarm Installation Accessories | Stopper Pull Station Covers | STI-13210NY | UNIVERSAL STOPPER, SURFACE, YELLOW, NO LABEL | 102 | 91.8
| Fire Alarm Installation Accessories | Stopper Pull Station Covers | STI-13220FR | UNIVERSAL STOPPER,SURFACE,HORN,RED,FIRE | 146 | 131.4
| Fire Alarm Installation Accessories | Stopper Pull Station Covers | STI-13220NY | UNIVERSAL STOPPER,SURFACE,HORN,YELLOW, NO LABEL | 162 | 145.8
| Fire Alarm Installation Accessories | Stopper Pull Station Covers | STI-13230FR | UNIVERSAL STOPPER,SURF,HRN,RLY,FIRE,RED | 200 | 180
| Fire Alarm Installation Accessories | Stopper Pull Station Covers | STI3002 | WEATHER GASKET FOR STOPPER II | 12 | 10.8
| Fire Alarm Installation Accessories | Stopper Pull Station Covers | STI3003 | CONDUIT GASKET. | 9 | 8.1
| Fire Alarm Installation Accessories | Stopper Pull Station Covers | STI3100 | CONDUIT SPACER, SURFACE MOUNT. | 24 | 21.6
| Fire Alarm Installation Accessories | Stopper Pull Station Covers | STI3150 | WEATHER STOPPER II, SURFACE MOUNT. | 90 | 81
| Fire Alarm Installation Accessories | Stopper Pull Station Covers | STI4100 | STOPPER G, LARGE COVER | 75 | 67.5
Discontinued | Fire Alarm Installation Accessories | Stopper Pull Station Covers | STI6100 | STOPPER "G" STANDARD BREAK GLASS COVER
| Fire Alarm Installation Accessories | System Sensor Relays | PR-1 | RELAY, SPDT, MULTIVOLT, 24VDC, 24/115VAC | 29 | 13.05
| Fire Alarm Installation Accessories | System Sensor Relays | PR-2 | RELAY, SPDT, MULTIVOLT, 10-40VDC | 29 | 13.05
| Fire Alarm Installation Accessories | System Sensor Relays | PR-3 | RELAY, SPDT, MULTIVOLT, 10-40VDC, REDUNDANT POWER INPUT | 29 | 13.05
| Fire Alarm Installation Accessories | System Sensor Relays | R-10E | SINGLE SPDT RELAY W/ACTIVATION LED | 57.5 | 25.87
| Fire Alarm Installation Accessories | System Sensor Relays | R-10T | RELAY, SPDT, MULTIVOLT, TRACK MOUNT | 38.5 | 17.32
| Fire Alarm Installation Accessories | System Sensor Relays | R-14E | 4-GANG RELAY, SPDT, MULTIVOLT, TRACK MOUNT, METAL ENCLOSURE | 180 | 81
| Fire Alarm Installation Accessories | System Sensor Relays | R-14T | 4-GANG RELAY, SPDT, MULTIVOLT, TRACK MOUNT | 123 | 55.35
| Fire Alarm Installation Accessories | System Sensor Relays | R-20E | STEEL ENCLSR SNGL DPDT RELAY W/LED | 65.5 | 29.47
| Fire Alarm Installation Accessories | System Sensor Relays | R-20T | TRACK MNT SINGLE DPDT RELAY W/ LED | 40.5 | 18.22
| Fire Alarm Installation Accessories | System Sensor Relays | R-24E | 4-GANG RELAY, DPDT, MULTIVOLT, TRACK MOUNT, METAL ENCLOSURE | 209 | 94.05
| Fire Alarm Installation Accessories | System Sensor Relays | R-24T | 4-GANG RELAY, DPDT, MULTIVOLT, TRACK MOUNT | 150 | 67.5
| Fire Alarm Installation Accessories | Waterflow Switches & Supervisory Devices | EPS10-1 | ALARM WATERFLOW PRESSURE SWITCH, SPDT, 4 - 20 POWER SUPPLY | 205 | 92.25
| Fire Alarm Installation Accessories | Waterflow Switches & Supervisory Devices | EPS10-2 | ALARM WATERFLOW PRESSURE SWITCH, 2 SPDT, 4 - 20 POWER SUPPLY | 239 | 107.55
| Fire Alarm Installation Accessories | Waterflow Switches & Supervisory Devices | EPS120-2 | HIGH/LOW PRESSURE SUPERVISORY SWITCH, 2 SPDT, 10–200 POWER SUPPLY | 308 | 138.6
| Fire Alarm Installation Accessories | Waterflow Switches & Supervisory Devices | EPS40-1 | LOW PRESSURE SUPERVISORY SWITCH, SPDT, 10 - 100 POWER SUPPLY | 205 | 92.25
| Fire Alarm Installation Accessories | Waterflow Switches & Supervisory Devices | EPS40-2 | HIGH/LOW PRESSURE SUPERVISORY SWITCH, 2 SPDT, 10 - 100 POWER SUPPLY | 239 | 107.55
| Fire Alarm Installation Accessories | Waterflow Switches & Supervisory Devices | OSY2 | OUTSIDE SCREW & YOKE SUPERVISORY SWITCH W/2 SPDT | 210 | 94.5
| Fire Alarm Installation Accessories | Waterflow Switches & Supervisory Devices | PIBV2 | POST INDICATOR BUTTERFLY VALVE SUPERVISORY SWITCH W/2 SPDT | 189 | 85.05
| Fire Alarm Installation Accessories | Waterflow Switches & Supervisory Devices | WFD20N | WATERFLOW DETECTOR, SCHEDULE 10/40, 2" | 355 | 159.75
| Fire Alarm Installation Accessories | Waterflow Switches & Supervisory Devices | WFD25N | WATERFLOW DETECTOR, SCHEDULE 10/40, 2-1/2”. | 355 | 159.75
| Fire Alarm Installation Accessories | Waterflow Switches & Supervisory Devices | WFD30N | WATERFLOW DETECTOR, 3" FLOW, 2" HOLE | 355 | 159.75
| Fire Alarm Installation Accessories | Waterflow Switches & Supervisory Devices | WFD40N | WATERFLOW DETECTOR, SCHEDULE 10/40, 4”. | 354 | 159.3
| Fire Alarm Installation Accessories | Waterflow Switches & Supervisory Devices | WFD50N | WATERFLOW DETECTOR, SCHEDULE 10/40, 5”. | 345 | 155.25
| Fire Alarm Installation Accessories | Waterflow Switches & Supervisory Devices | WFD60N | WATERFLOW DETECTOR, SCHEDULE 10/40, 6”. | 332 | 149.4
| Fire Alarm Installation Accessories | Waterflow Switches & Supervisory Devices | WFD80N | WATERFLOW DETECTOR, SCHEDULE 10/40, 8”. | 393 | 176.85
| Fire Alarm Installation Accessories | Waterflow Switches & Supervisory Devices | WFDTN | T-TAP WATERFLOW DETECTOR, 1”, 1-1/4”, 1-1/2” | 354 | 159.3
| Gas Detection - Commercial | 301C Controllers | 301-ADI | 301-ADI Analog Digital Input Converter (4-20mA to Modbus RS-485) | 4660 | 3495
| Gas Detection - Commercial | 301C Controllers | 301-C | 301C Controller, Plastic Enclosure | 2020 | 1515
| Gas Detection - Commercial | 301C Controllers | 301-C-DLC | 301C Controller, with Datalogger, Plastic Enclosure | 2660 | 1995
| Gas Detection - Commercial | 301C Controllers | 301-R8-FS | 301-R8 Relay Module with 8 Relays, Failsafe | 670 | 502.5
| Gas Detection - Commercial | 301C Controllers | 420-I | 420I Digital Analog Output Converter. Modbus RS-485 to 4-20mA | 1590 | 1192.5
| Gas Detection - Commercial | 301EM-20 | 129570-L3 | Combustible Explosion Proof Sensor - (GAIN 1.0-1.3 / Methane) | 1115 | 836.25
| Gas Detection - Commercial | 301EM-20 | 301-EM-US3 | 301-EM Controller Type 3 US | 2130 | 1597.5
| Gas Detection - Commercial | 301EM-20 | S301-IRF-R11 | 301-IRFS-R11 Refrigerant Gas Sensor | 2370 | 1777.5
| Gas Detection - Commercial | 301EM-20 | S301-IRF-R123 | 301-IRFS-R123 Refrigerant Gas Sensor | 2350 | 1762.5
| Gas Detection - Commercial | 301EM-20 | S301-IRF-R125 | 301-IRFS-R125 Refrigerant Gas Sensor | 2370 | 1777.5
| Gas Detection - Commercial | 301EM-20 | S301-IRF-R134A | 301-IRFS-R134a Refrigerant Gas Sensor | 2350 | 1762.5
| Gas Detection - Commercial | 301EM-20 | S301-IRF-R22 | 301-IRFS-R22 Refrigerant Gas Sensor | 2370 | 1777.5
| Gas Detection - Commercial | 301EM-20 | S301-IRF-R404A | 301-IRFS-R404a Refrigerant Gas Sensor | 2370 | 1777.5
| Gas Detection - Commercial | 301EM-20 | S301-IRF-R407C | 301-IRFS-R407c Refrigerant Gas Sensor | 2370 | 1777.5
| Gas Detection - Commercial | 301EM-20 | S301-IRF-R410A | 301-IRFS-R410a Refrigerant Gas Sensor | 2370 | 1777.5
| Gas Detection - Commercial | 301EM-20 | S301-IRF-R4310 | 301-IRFS-R4310 Refrigerant Gas Sensor | 2370 | 1777.5
| Gas Detection - Commercial | 301EM-20 | S301-IRF-R507A | 301-IRFS-R507a Refrigerant Gas Sensor | 2370 | 1777.5
New | Gas Detection - Commercial | Accessories | ALTV248600UL | 8 OUTPUT VAC POWER SUPPLY. 24VAC@25A OR 28VAC@20A. UL/CUL. | 585 | 438.75
| Gas Detection - Commercial | Accessories | M-503380 | Transformer 50 VA | 81.5 | 61.12
| Gas Detection - Commercial | Accessories | M-600400 | 24 VAC/VDC Power Supply, 6.5A UL Approved | 595 | 446.25
| Gas Detection - Commercial | Calibration | 11337-L9 | IR-F9 Calibration Kit for use with 58/103L Cylinders | 670 | 502.5
| Gas Detection - Commercial | Calibration | 1309K0002 | Cal Kit 58-103L Cylinders (All Products except SQN8x, IR-F9 & XCD) | 1015 | 761.25
| Gas Detection - Commercial | Calibration | 1991-0159 | H2 (500 ppm), Air Balance, 103 L | 214 | 171.2
| Gas Detection - Commercial | Calibration | 705CALKIT | Calibration kit for Sensepoint XCD RFD - includes tubing, flow adaptor, regulator and carrying case (998-100-004, 00780-A-0035, 998-100-012 (1.5LPM),998-100-003) | 790 | 632
| Gas Detection - Commercial | Calibration | 998-012-001 | CH4 (25% LEL), Air Balance, 103 L | 300 | 225
| Gas Detection - Commercial | Calibration | 998-022-001 | CH4 (50% LEL), Air Balance, 103 L | 329 | 263.2
| Gas Detection - Commercial | Calibration | GFV213 | NH3 (25 PPM), N2 BALANCE, 58 L | 585 | 526.5
| Gas Detection - Commercial | Calibration | GFV543 | HFO-1234YF (500 PPM), N2 BALANCE, 103 L | 301 | 225.75
| Gas Detection - Commercial | Calibration | GFV544 | HFO-1234YF (1000 PPM), N2 BALANCE, 103 L | 301 | 225.75
| Gas Detection - Commercial | Calibration | GFV545 | HFO-1234YF (3000 PPM), N2 BALANCE, 103 L | 301 | 225.75
| Gas Detection - Commercial | Calibration | M-500975 | CH4 (1% / 20% LEL), Air Balance, 103 L | 300 | 225
| Gas Detection - Commercial | Calibration | M-500976 | H2 (1% / 20% LEL), Air Balance, 103 L | 300 | 225
| Gas Detection - Commercial | Calibration | M-500988 | CO (200 ppm), N2 Balance, 103 L | 304 | 228
| Gas Detection - Commercial | Calibration | M-501008 | Air, Air Balance, 103 L | 300 | 225
| Gas Detection - Commercial | Calibration | M-501046 | H2S (25 ppm), N2 Balance, 58 L | 336 | 252
| Gas Detection - Commercial | Calibration | M-501052 | Cl2 (5 ppm), N2 Balance, 58 L | 425 | 318.75
| Gas Detection - Commercial | Calibration | M-501054 | NO2 (5 ppm), N2 Balance, 58 L | 625 | 468.75
| Gas Detection - Commercial | Calibration | M-501055 | SO2 (5 ppm), N2 Balance, 58 L | 341 | 255.75
| Gas Detection - Commercial | Calibration | M-501062 | Cal Kit Tubing 6 ft. 1/8 I.D X 1/4 O.D for SQN8x | 13.5 | 10.12
| Gas Detection - Commercial | Calibration | M-507700 | C3H8 (20% LEL), Air Balance, 103 L | 304 | 228
| Gas Detection - Commercial | Calibration | M-700144 | Demand Flow Regulator 58-103L Cylinders, 0-3LPM for SQN8x | 516 | 387
| Gas Detection - Commercial | Calibration | TEST-1A | Bump test kit; includes Balloon adapter & Quad Gas Cylinder: H2S (40 ppm), CO (200 ppm), CH4 (2.5%), O2 (10%) | 134 | 100.5
| Gas Detection - Commercial | Calibration | XCDCOMBKIT | Sensepoint XCD Combustilbe Calibration Kit | 568 | 454.4
| Gas Detection - Commercial | Calibration | XCDRTDKIT | Calibration kit for Sensepoint XCD RTD - includes calibration cover, potentiometer, adjustment tool, flow housing, regulator and tubing (2106B2114, 02000-A-1645, 998-100-012, 998-100-003, 998-100-004) | 765 | 612
| Gas Detection - Commercial | Calibration | XCDTOXKIT | Sensepoint XCD Toxic Calibration Kit | 568 | 454.4
| Gas Detection - Commercial | E³Point | 1309-0071 | Protective Wire Guard for E³Point | 143 | 107.25
| Gas Detection - Commercial | E³Point | 1309A0035 | Hydrogen sulfide (H2S); -40° to 50°C (-40° to 122°F) | 370 | 277.5
| Gas Detection - Commercial | E³Point | 1309A0036 | Oxygen (O2); -40° to 50°C (-40° to 122°F) | 366 | 274.5
| Gas Detection - Commercial | E³Point | 1309A0037 | Nitrogen dioxide (NO2); -40° to 50°C (-40° to 122°F) | 373 | 279.75
| Gas Detection - Commercial | E³Point | 1309A0038 | Carbon monoxide (CO); -20° to 50°C (-4° to 122°F) | 349 | 261.75
| Gas Detection - Commercial | E³Point | 1309A0039 | Hydrogen (H2); -40° to 50°C (-40° to 122°F) | 366 | 274.5
| Gas Detection - Commercial | E³Point | 1309A0040 | Methane (CH4); -40° to 50°C (-40° to 122°F) | 366 | 274.5
| Gas Detection - Commercial | E³Point | 1309A0041 | Propane (C3H8); -40° to 50°C (-40° to 122°F) | 370 | 277.5
| Gas Detection - Commercial | E³Point | 1309A0042 | E³Point Without Sensor, Wall Mount, Analog, 24VAC/DC | 545 | 408.75
| Gas Detection - Commercial | E³Point | 1309A0043 | E³Point Without Sensor, Wall Mount, Analog, 120VAC | 650 | 487.5
| Gas Detection - Commercial | E³Point | 1309A0047 | E³Point Without Sensor, Wall Mount, Modbus/BACnet, 24VAC/DC | 650 | 487.5
| Gas Detection - Commercial | E³Point | 1309A0049 | E³Point Without Sensor, Duct Mount, Analog, 24VAC/DC | 925 | 693.75
| Gas Detection - Commercial | E³Point | 1309A0056 | E³Point Remote Sensor, Oxygen (O2) | 437 | 327.75
| Gas Detection - Commercial | E³Point | 1309A0057 | E³Point Remote Sensor, Nitrogen dioxide (NO2) | 437 | 327.75
| Gas Detection - Commercial | E³Point | 1309A0058 | E³Point Remote Sensor, Hydrogen sulfide (H2S) | 442 | 331.5
| Gas Detection - Commercial | E³Point | 1309A0059 | E³Point Remote Sensor, Hydrogen (H2) | 437 | 327.75
| Gas Detection - Commercial | E³Point | 1309A0060 | E³Point Remote Sensor, Carbon monoxide (CO) | 439 | 329.25
| Gas Detection - Commercial | E³Point | 1309A0061 | E³Point Remote Sensor, Methane (CH4) | 442 | 331.5
| Gas Detection - Commercial | E³Point | 1309A0062 | E³Point Remote Sensor, Propane (C3H8) | 437 | 327.75
| Gas Detection - Commercial | E³Point | 1309K0003 | Splash Guard Enclosure | 224 | 168
| Gas Detection - Commercial | IR-F9 | M-700051 | IR-F9-R407a-0/500-COM, R407a 0/500 ppm, Commercial Enclosure CARB COMPLIANT | 2150 | 1612.5
| Gas Detection - Commercial | IR-F9 | M-700265 | IR-F9-HFO1234yf-0/1000-COM, HFO1234yf 0/500 ppm, Commercial Enclosure CARB COMPLIANT | 2150 | 1612.5
| Gas Detection - Commercial | IR-F9 | M-700270 | IR-F9-HFO1234YF-0/1000-COM, HFO1234YF 0/1000 PPM, COMMERCIAL ENCLOSURE | 2150 | 1612.5
| Gas Detection - Commercial | IR-F9 | M-700275 | IR-F9-HFO1234YF-0/1000-COM, HFO1234YF 0/3000 PPM, COMMERCIAL ENCLOSURE | 2150 | 1612.5
New | Gas Detection - Commercial | Sensepoint (Refrigerants) | SPLCB3BARCXNZZ | SPXCL-BT-CO2 5000PPM-MA/RLY-CHR | 735 | 551.25
New | Gas Detection - Commercial | Sensepoint (Refrigerants) | SPLCB3BARWXNZZ | SPXCL-BT-CO2 5000PPM-MA/RLY-WHT | 735 | 551.25
New | Gas Detection - Commercial | Sensepoint (Refrigerants) | SPLCB3BAXCXNZZ | SPXCL-BT-CO2 5000PPM-MA-CHR | 700 | 525
New | Gas Detection - Commercial | Sensepoint (Refrigerants) | SPLCB3BAXWXNZZ | SPXCL-BT-CO2 5000PPM-MA-WHT | 700 | 525
New | Gas Detection - Commercial | Sensepoint (Refrigerants) | SPLCB3BMXCXNZZ | SPXCL-BT-CO2 5000PPM-MODBUS-CHR | 810 | 607.5
New | Gas Detection - Commercial | Sensepoint (Refrigerants) | SPLCB3BMXWXNZZ | SPXCL-BT-CO2 5000PPM-MODBUS-WHT | 795 | 596.25
New | Gas Detection - Commercial | Sensepoint (Refrigerants) | SPLCB4BARCXNZZ | SPXCL-BT-CO2 5.0%VOL-MA/RLY-CHR | 735 | 551.25
New | Gas Detection - Commercial | Sensepoint (Refrigerants) | SPLCB4BARWXNZZ | SPXCL-BT-CO2 5.0%VOL-MA/RLY-WHT | 735 | 551.25
New | Gas Detection - Commercial | Sensepoint (Refrigerants) | SPLCB4BAXCXNZZ | SPXCL-BT-CO2 5.0%VOL-MA-CHR | 700 | 525
New | Gas Detection - Commercial | Sensepoint (Refrigerants) | SPLCB4BAXWXNZZ | SPXCL-BT-CO2 5.0%VOL-MA-WHT | 700 | 525
New | Gas Detection - Commercial | Sensepoint (Refrigerants) | SPLCB4BMXCXNZZ | SPXCL-BT-CO2 5.0%VOL-MODBUS-CHR | 810 | 607.5
New | Gas Detection - Commercial | Sensepoint (Refrigerants) | SPLCB4BMXWXNZZ | SPXCL-BT-CO2 5.0%VOL-MODBUS-WHT | 810 | 607.5
New | Gas Detection - Commercial | Sensepoint (Refrigerants) | SPLCF5BARCXNZZ | SPXCL-BT-FL C3H8 100%LEL-MA/RLY-CHR | 735 | 551.25
New | Gas Detection - Commercial | Sensepoint (Refrigerants) | SPLCF5BAXCXNZZ | SPXCL-BT-FL C3H8 100%LEL-MA-CHR | 700 | 525
New | Gas Detection - Commercial | Sensepoint (Refrigerants) | SPLCF5BMRCXNZZ | SPXCL-BT-FL C3H8 100%LEL-MODBUS/RLY-CHR | 850 | 637.5
New | Gas Detection - Commercial | Sensepoint (Refrigerants) | SPLCF5BMXCXNZZ | SPXCL-BT-FL C3H8 100%LEL-MODBUS-CHR | 810 | 607.5
New | Gas Detection - Commercial | Sensepoint (Refrigerants) | SPLCN1BMXCXNZZ | SENSEPOINT XCL TRANSMITTER, SAFE AREA, IP65, NO2, MODBUS, CHARCOAL | 710 | 532.5
New | Gas Detection - Commercial | Sensepoint (Refrigerants) | SPXCLZZB3SS | SPXCL-REPLACEMENT SENSOR-CO2PPM | 264 | 198
New | Gas Detection - Commercial | Sensepoint (Refrigerants) | SPXCLZZB4SS | SPXCL-REPLACEMENT SENSOR-CO2%VOL | 264 | 198
| Gas Detection - Commercial | XCD | SPXCDCC | Collecting cone for use with lighter than air gases | 112.5 | 90
| Gas Detection - Commercial | XCD | SPXCDMTBR | Mounting bracket (inc. bolts, nuts, brackets) | 103 | 82.4
| Gas Detection - Commercial | XCD | SPXCDSDP | Sunshade / Deluge Protection | 405 | 324
| Gas Detection - Commercial | XCD | SPXCDULNB1M | Carbon dioxide (CO2) explosion proof transmitter (IR), 4-20 mA, 3 relays, Modbus, 0-2% Vol aluminum enclosure | 2220 | 1776
| Gas Detection - Commercial | XCD | SPXCDULNCXM | Carbon monoxide (CO) Explosion Proof Transmitter (EC), 4-20mA, 3 Relays, Modbus, 0-250 ppm Aluminum Enclosure | 2060 | 1648
| Gas Detection - Commercial | XCD | SPXCDULNFXM | Combustible (CH4) explosion proof transmitter (Cat Bead), 4-20 mA, 3 relays, Modbus, 0-100% aluminum enclosure | 2060 | 1648
| Gas Detection - Commercial | XCD | SPXCDULNG1M | Hydrogen (H2) Explosion Proof Transmitter (EC), 4-20mA, 3 Relays, Modbus, 0-1,000 ppm Aluminum Enclosure | 2060 | 1648
| Gas Detection - Commercial | XCD | SPXCDULNHXM | Hydrogen sulfide (H2S) Explosion Proof Transmitter (EC), 4-20mA, 3 Relays, Modbus, 0-50 ppm Aluminum Enclosure | 2060 | 1648
| Gas Detection - Commercial | XCD | SPXCDULNO1M | Oxygen (O2) Explosion Proof Transmitter (EC), 4-20mA, 3 Relays, Modbus, 0-25% Aluminum Enclosure | 2060 | 1648
| Gas Detection - Commercial | XCD | SPXCDULNPXM | Combustible explosion proof transmitter (IR), propane (C3H8) 4-20 mA, 3 relays, Modbus, 0-100% LEL aluminum enclosure | 2220 | 1776
| Gas Detection - Commercial | XCD | SPXCDULNRXM | Combustible explosion proof transmitter (IR), methane (CH4) 4-20 mA, 3 relays, Modbus, 0-100% LEL aluminum enclosure | 2220 | 1776
| Gas Detection - Commercial | XCD | SPXCDXSB1SS | Carbon dioxide (CO2) 0-2% VOL | 965 | 772
| Gas Detection - Commercial | XCD | SPXCDXSCXSS | Carbon monoxide (CO) 0-500 ppm (100 to 1000 ppm) | 670 | 536
| Gas Detection - Commercial | XCD | SPXCDXSFXSS | Flammable CAT 0-100% LEL (20 to 100.0%LEL) | 670 | 536
| Gas Detection - Commercial | XCD | SPXCDXSG1SS | Hydrogen (H2) 0-1000 ppm only | 795 | 636
| Gas Detection - Commercial | XCD | SPXCDXSHXSS | Hydrogen sulfide (H2S) 0-50 ppm (10.0 to 100.0 ppm) | 670 | 536
| Gas Detection - Commercial | XCD | SPXCDXSRXSS | Flammable IR 0-100% LEL Methane (20 to 100.0% LEL) | 965 | 772
| Gas Detection - Commercial | XCD | SVIP3729 | Combustible (C3H8) Explosion Proof Transmitter (Cat Bead), 4-20mA, 3 Relays, Modbus, 0-100% Aluminum Enclosure Custom calibration: SPXCDULNFXM PROPANE | 2650 | 2120
| Gas Detection - Commercial | XCD | SVIP3730 | Combustible (H2) Explosion Proof Transmitter (Cat Bead), 4-20mA, 3 Relays, Modbus, 0-100% Aluminum Enclosure Custom calibration: SPXCDULNFXM HYDROGEN | 2650 | 2120
| Gas Detection - Commercial | XCD RFD | 02000-A-1642 | Collecting Cone (for use with MPD, Sensepoint and 705 sensors) | 125 | 100
| Gas Detection - Commercial | XCD RFD | 1283-1047 | Duct Mount Adaptor Assembly (Requires 1283-1084) | 705 | 564
| Gas Detection - Commercial | XCD RFD | 1283-1084 | Sensepoint Adaptor Interface Kit (Requires 1283-1047) | 402 | 321.6
| Gas Detection - Commercial | XCD RFD | 2430-0021 | Sensepoint XCD RTD Remote Junction Box, 3 Terminal | 289 | 231.2
| Gas Detection - Commercial | XCD RFD | XCDRFDLM | cCSAus approved SPXCD RFD Transmitter with LM25, 3/4“NPT Entry, MODBUS, aluminum, 705 sensor, and 3 wire junction box | 2390 | 1912
| Gas Detection - Commercial | XCD RFD | XCDRFDLMH | cCSAus approved SPXCD RFD Transmitter with LM25, 3/4“NPT Entry, MODBUS, aluminum, 705 High Temp sensor, and 3 wire junction box | 2700 | 2160
| Gas Detection - Commercial | XCD RTD | 2106B1817 | Hydrogen (H2) 0-1,000 ppm Sensor | 1140 | 912
| Gas Detection - Commercial | XCD RTD | 2106B1820 | Sulfur dioxide (SO2) 0-15 ppm Sensor | 1310 | 1048
| Gas Detection - Commercial | XCD RTD | SPXCDALMO1 | ATEX/IECEx/KTL/PA and GB approved SP XCD Oxygen (O2) 25.0% / Vol with LM25, M20 Entry | 1620 | 1296
| Gas Detection - Commercial | XCD RTD | SPXCDALMPX | ATEX/IECEx/KTL/PA and GB approved SP XCD Flammable Propane (CH4), Ethylene (C2H4), Butane (C4H10) & Pentane (C5H12); IR 0-100% LEL (20 to 100% LEL, 10% LEL) with LM25, M20 Entry | 1810 | 1448
| Gas Detection - Commercial | XCD RTD | SPXCDULNA2M | Ammonia (NH3) Explosion Proof Transmitter (EC), 4-20mA, 3 Relays, Modbus, 0-50 ppm Aluminum Enclosure, Class I, Div 2 | 2220 | 1776
| Gas Detection - Commercial | XCD RTD | SPXCDULNA2RM | Ammonia (NH3) Explosion Proof Transmitter (EC), 4-20mA, 3 Relays, Modbus, 0-50 ppm Aluminum Enclosure, Class I, Div 2 w/ Remote Mount Hardware | 2330 | 1864
| Gas Detection - Commercial | XCD RTD | SPXCDULNC2M | Carbon monoxide (CO) Explosion Proof Transmitter (EC), 4-20mA, 3 Relays, Modbus, 0-200 ppm Aluminum Enclosure, Class I, Div 2 | 2060 | 1648
| Gas Detection - Commercial | XCD RTD | SPXCDULNC2RM | Carbon monoxide (CO) Explosion Proof Transmitter (EC), 4-20mA, 3 Relays, Modbus, 0-200 ppm Aluminum Enclosure, Class I, Div 2 w/ Remote Mount Hardware | 2300 | 1840
| Gas Detection - Commercial | XCD RTD | SPXCDULND2M | Nitric oxide (NO) Explosion Proof Transmitter (EC), 4-20mA, 3 Relays, Modbus, 0-100 ppm Aluminum Enclosure, Class I, Div 2 | 2240 | 1792
| Gas Detection - Commercial | XCD RTD | SPXCDULND2RM | Nitric oxide (NO) Explosion Proof Transmitter (EC), 4-20mA, 3 Relays, Modbus, 0-10 ppm Aluminum Enclosure, Class I, Div 2 w/ Remote Mount Hardware | 2350 | 1880
| Gas Detection - Commercial | XCD RTD | SPXCDULNG2M | Hydrogen (H2) Explosion Proof Transmitter (EC), 4-20mA, 3 Relays, Modbus, 0-1,000 ppm Aluminum Enclosure, Class I, Div 2 | 2060 | 1648
| Gas Detection - Commercial | XCD RTD | SPXCDULNG2RM | Hydrogen (H2) Explosion Proof Transmitter (EC), 4-20mA, 3 Relays, Modbus, 0-1,000 ppm Aluminum Enclosure, Class I, Div 2 w/ Remote Mount Hardware | 2330 | 1864
| Gas Detection - Commercial | XCD RTD | SPXCDULNH2M | Hydrogen sulfide (H2S) Explosion Proof Transmitter (EC), 4-20mA, 3 Relays, Modbus, 0-50 ppm Aluminum Enclosure, Class I, Div 2 | 1880 | 1504
| Gas Detection - Commercial | XCD RTD | SPXCDULNH2RM | Hydrogen sulfide (H2S) Explosion Proof Transmitter (EC), 4-20mA, 3 Relays, Modbus, 0-50 ppm Aluminum Enclosure, Class I, Div 2 w/ Remote Mount Hardware | 2300 | 1840
| Gas Detection - Commercial | XCD RTD | SPXCDULNL2M | Chlorine (Cl2) Explosion Proof Transmitter (EC), 4-20mA, 3 Relays, Modbus, 0-5 ppm Aluminum Enclosure, Class I, Div 2 | 2060 | 1648
| Gas Detection - Commercial | XCD RTD | SPXCDULNL2RM | Chlorine (Cl2) Explosion Proof Transmitter (EC), 4-20mA, 3 Relays, Modbus, 0-5 ppm Aluminum Enclosure, Class I, Div 2 w/ Remote Mount Hardware | 2330 | 1864
| Gas Detection - Commercial | XCD RTD | SPXCDULNN2M | Nitrogen dioxide (NO2) Explosion Proof Transmitter (EC), 4-20mA, 3 Relays, Modbus, 0-10 ppm Aluminum Enclosure, Class I, Div 2 | 1880 | 1504
| Gas Detection - Commercial | XCD RTD | SPXCDULNN2RM | Nitrogen dioxide (NO2) Explosion Proof Transmitter (EC), 4-20mA, 3 Relays, Modbus, 0-10 ppm Aluminum Enclosure, Class I, Div 2 w/ Remote Mount Hardware | 2150 | 1720
Discontinued | Gas Detection - Commercial | XCD RTD | SPXCDULNO2M | Oxygen (O2) Explosion Proof Transmitter (EC), 4-20mA, 3 Relays, Modbus, 0-25% Aluminum Enclosure, Class I, Div 2
| Gas Detection - Commercial | XCD RTD | SPXCDULNO2RM | Oxygen (O2) Explosion Proof Transmitter (EC), 4-20mA, 3 Relays, Modbus, 0-25% Aluminum Enclosure, Class I, Div 2 w/ Remote Mount Hardware | 2300 | 1840
| Gas Detection - Commercial | XCD RTD | SPXCDULNS2M | Sulfur dioxide (SO2) Explosion Proof Transmitter (EC), 4-20mA, 3 Relays, Modbus, 0-15 ppm Aluminum Enclosure, Class I, Div 2 | 2220 | 1776
| Gas Detection - Commercial | XCD RTD | SPXCDULNS2RM | Sulfur dioxide (SO2) Explosion Proof Transmitter (EC), 4-20mA, 3 Relays, Modbus, 0-15 ppm Aluminum Enclosure, Class I, Div 2 w/ Remote Mount Hardware | 2440 | 1952
| Gas Detection - Commercial | XCD RTD | SPXCDULNTX4M | Sensepoint XCD RTD Transmitter, 4-20mA, 3 Relays, Modbus | 1620 | 1296
New | Gas Detection - Industrial | Accessories | 05704-A-0148 | 5704F FIRE STATUS PANEL | 454 | 363.2
New | Gas Detection - Industrial | Accessories | 081-0002-000 | KIT, LAMP CLEANING | 86 | 68.8
New | Gas Detection - Industrial | Accessories | 100440 | TUBING POLYPROPYLENE 1/4" OD X 3/16" ID (EXHAUST) (PRICE PER FT.) | 4.9 | 3.92
New | Gas Detection - Industrial | Accessories | 102599 | TUBING TEFLON® FEP 1/4" OD X 1/8" ID (SAMPLE INLET) (PRICE PER FT.) | 25.5 | 20.4
New | Gas Detection - Industrial | Accessories | 780248 | END OF LINE PARTICULATE FILTER, DISPOSABLE | 30.5 | 24.4
New | Gas Detection - Industrial | Acessories | 029-5401-000 | ZONE 1 (IS) RUGGED SMART HAND-HELD (NORTH AMERICA) | 2780 | 2224
New | Gas Detection - Industrial | Acessories | 029-5402-000 | RUGGED SMART HAND-HELD (NORTH AMERICA) | 1350 | 1080
New | Gas Detection - Industrial | Acessories | 029-5403-000 | WALL CHARGER FOR SMART HAND-HELD (NORTH AMERICA) | 72.5 | 58
New | Gas Detection - Industrial | Acessories | 029-5410-000 | USB CABLE WITH INTEGRAL PROTECTION DEVICE (FOR IS SMART HAND-HELD) | 181 | 144.8
New | Gas Detection - Industrial | Acessories | 2104B2351 | HAND HELD INTERROGATOR UL CERTIFIED (4V0 SOFTWARE) FOR OPTIMA, OPTIMA PLUS AND EXCEL | 2580 | 2064
New | Gas Detection - Industrial | Acessories | 2104D5021 | ETHYLENE / LELM (STANDARD CALIBRATION) | 0.25 | 0.22
New | Gas Detection - Industrial | Acessories | GFV232 | PENTANE/AIR (50% LEL), 103 L (FOR XNX/XCD/S3K) | 520 | 416
New | Gas Detection - Industrial | Acessories | GFV233 | HCL/N2 (10 PPM), 58 L (FOR XNX/XCD/S3K) | 598 | 478.4
New | Gas Detection - Industrial | Calibration | 002-3011-000 | CONSTANT-FLOW REGULATOR, 0.5 LITER/MIN (FEMALE THREADED REGULATOR: FOR USE WITH 34 LITER STEEL CYLINDER ONLY) | 307 | 245.6
New | Gas Detection - Industrial | Calibration | 500-0034-000 | CALIBRATION KIT CASE (NO GAS OR REGULATOR) HOLDS TWO 34 OR 58 LITER CYLINDERS | 173 | 138.4
New | Gas Detection - Industrial | Calibration | 600-0001-000 | ISOBUTYLENE, 50 PPM (BALANCE AIR), 34 LITER CYLINDER | 163 | 130.4
New | Gas Detection - Industrial | MIDAS | MIDAS-L-O2S | MIDAS OXYGEN SENSOR | 607 | 485.6
New | Gas Detection - Industrial | OELD | OELDBXXXXXADMAX | OELD SMART JUNCTION BOX, DISPLAY, EX D, ALUMINIUM, M25,ATEX/IECEX | 1040 | 832
New | Gas Detection - Industrial | OELD | OELDBXXXXXADNUX | OELD SMART JUNCTION BOX, DISPLAY, C1D1 Z1, ALUMINIUM, 3/4"NPT, CULUS | 1040 | 832
New | Gas Detection - Industrial | OELD | OELDBXXXXXSDMAX | OELD SMART JUNCTION BOX, DISPLAY, EX D, 316SST, M25, ATEX/IECEX | 1300 | 1040
New | Gas Detection - Industrial | OELD | OELDBXXXXXSDNUX | OELD SMART JUNCTION BOX, DISPLAY, C1D1 Z1, 316SST, 3/4“NPT, CULUS | 1300 | 1040
New | Gas Detection - Industrial | OELD | OELDVSK01 | OELD GENERAL SERVICE KIT INCLUDES O-RINGS AND FIXINGS | 103 | 82.4
New | Gas Detection - Industrial | OELD | OELDVSK02 | OELD TERMINAL BLOCK SET | 51.5 | 41.2
New | Gas Detection - Industrial | OELD | OELDVSK04 | OELD M25 STOPPING PLUG | 15 | 12
New | Gas Detection - Industrial | OELD | OELDVSK05 | OELD ¾”NPT STOPPING PLUG | 15 | 12
New | Gas Detection - Industrial | OELD | OELDVSK06 | OELD ELECTRONICS MODULE | 525 | 420
New | Gas Detection - Industrial | OELD | OELDVSK08 | OELD PLASTIC LOCATING POST FOR ELECTRONICS MODULE | 51.5 | 41.2
New | Gas Detection - Industrial | RAE GUARD 2 | H-D03-0010-000 | KIT, RAEGUARD 2 PID, UL, 0.1 – 1000 PPM ISOBUTYLENE EQUIVALENT | 6520 | 5216
New | Gas Detection - Industrial | RAE GUARD 2 | H-D03-0012-000 | KIT, RAEGUARD 2 PID, UL, 1 – 1000 PPM ISOBUTYLENE EQUIVALENT NOTE: CORRECTION FACTORS AND RELAYS ARE NOT AVAILABLE FOR THIS DETECTION RANGE | 3110 | 2488
New | Gas Detection - Industrial | Sensepoint (Refrigerants) | 2106B1200 | 0-100% LEL M20 | 582 | 465.6
Discontinued | Gas Detection - Industrial | TouchPoint Plus | TPPLBAWA2N4BNNN | TPPL Controller Basic, Wall Mount, AC115/220 150W, 2 x mA input with 4 x mA output, battery backup
Discontinued | Gas Detection - Industrial | TouchPoint Plus | TPPLBAWA2N4BNRN | TPPL Controller Basic, Wall Mount, AC115/220 150W, 2 x mA input, 4 x mA output with battery backup, MODBUS TCP+WEB monitoring
Discontinued | Gas Detection - Industrial | TouchPoint Plus | TPPLBAWA2N4BNTN | TPPL Controller Basic, Wall Mount, AC115/220 150W, 2 x mA input, 4 x mA output with battery backup, MODBUS TCP
Discontinued | Gas Detection - Industrial | TouchPoint Plus | TPPLBAWA2N4BRNN | TPPL Controller Basic, Wall Mount, AC115/220 150W, 2 x mA input, 4 x mA output with battery backup, MODBUS RTU
Discontinued | Gas Detection - Industrial | TouchPoint Plus | TPPLBAWA2N4NNNN | TPPL Controller Basic, Wall Mount, AC115/220 150W, 2 x mA input with 4 x mA output
Discontinued | Gas Detection - Industrial | TouchPoint Plus | TPPLBAWA2N4NNRN | TPPL Controller Basic, Wall Mount, AC115/220 150W, 2 x mA input, 4 x mA output, MODBUS TCP+WEB monitoring
Discontinued | Gas Detection - Industrial | TouchPoint Plus | TPPLBAWA2N4NNTN | TPPL Controller Basic, Wall Mount, AC115/220 150W, 2 x mA input, 4 x mA output, MODBUS TCP
Discontinued | Gas Detection - Industrial | TouchPoint Plus | TPPLBAWA2N4NRNN | TPPL Controller Basic, Wall Mount, AC115/220 150W, 2 x mA input, 4 x mA output, MODBUS RTU
Discontinued | Gas Detection - Industrial | TouchPoint Plus | TPPLBAWA2NNBNNN | TPPL Controller Basic, Wall Mount, AC115/220 150W, 2 x mA input with battery backup
Discontinued | Gas Detection - Industrial | TouchPoint Plus | TPPLBAWA2NNBNRN | TPPL Controller Basic, Wall Mount, AC115/220 150W, 2 x mA input with battery backup, MODBUS TCP+WEB monitoring
Discontinued | Gas Detection - Industrial | TouchPoint Plus | TPPLBAWA2NNBNTN | TPPL Controller Basic, Wall Mount, AC115/220 150W, 2 x mA input with battery backup, MODBUS TCP
Discontinued | Gas Detection - Industrial | TouchPoint Plus | TPPLBAWA2NNBRNN | TPPL Controller Basic, Wall Mount, AC115/220 150W, 2 x mA input with battery backup, MODBUS RTU
| Gas Detection - Industrial | TouchPoint Plus | TPPLBAWA2NNNNNN | TPPL Controller Basic, Wall Mount, AC115/220 150W, 2 x mA input | 3250 | 2600
Discontinued | Gas Detection - Industrial | TouchPoint Plus | TPPLBAWA2NNNNRN | TPPL Controller Basic, Wall Mount, AC115/220 150W, 2 x mA input, MODBUS TCP+WEB monitoring
Discontinued | Gas Detection - Industrial | TouchPoint Plus | TPPLBAWA2NNNNTN | TPPL Controller Basic, Wall Mount, AC115/220 150W, 2 x mA input, MODBUS TCP
Discontinued | Gas Detection - Industrial | TouchPoint Plus | TPPLBAWA2NNNRNN | TPPL Controller Basic, Wall Mount, AC115/220 150W, 2 x mA input, MODBUS RTU
Discontinued | Gas Detection - Industrial | TouchPoint Plus | TPPLBAWA2S4BNNN | TPPL Controller Basic, Wall Mount, AC115/220 150W, 2 x mA input with 12 x relay output, 4 x mA output, battery backup
Discontinued | Gas Detection - Industrial | TouchPoint Plus | TPPLBAWA2S4BNRN | TPPL Controller Basic, Wall Mount, AC115/220 150W, 2 x mA input with 12 x relay output, 4 x mA output with battery backup, MODBUS TCP+WEB monitoring
Discontinued | Gas Detection - Industrial | TouchPoint Plus | TPPLBAWA2S4BNTN | TPPL Controller Basic, Wall Mount, AC115/220 150W, 2 x mA input with 12 x relay output, 4 x mA output with battery backup, MODBUS TCP
Discontinued | Gas Detection - Industrial | TouchPoint Plus | TPPLBAWA2S4BRNN | TPPL Controller Basic, Wall Mount, AC115/220 150W, 2 x mA input with 12 x relay output, 4 x mA output with battery backup, MODBUS RTU
Discontinued | Gas Detection - Industrial | TouchPoint Plus | TPPLBAWA2S4NNNN | TPPL Controller Basic, Wall Mount, AC115/220 150W, 2 x mA input with 12 x relay output, 4 x mA output
Discontinued | Gas Detection - Industrial | TouchPoint Plus | TPPLBAWA2S4NNRN | TPPL Controller Basic, Wall Mount, AC115/220 150W, 2 x mA input with 12 x relay output, 4 x mA output, MODBUS TCP+WEB monitoring
Discontinued | Gas Detection - Industrial | TouchPoint Plus | TPPLBAWA2S4NNTN | TPPL Controller Basic, Wall Mount, AC115/220 150W, 2 x mA input with 12 x relay output, 4 x mA output, MODBUS TCP
Discontinued | Gas Detection - Industrial | TouchPoint Plus | TPPLBAWA2S4NRNN | TPPL Controller Basic, Wall Mount, AC115/220 150W, 2 x mA input with 12 x relay output, 4 x mA output, MODBUS RTU
Discontinued | Gas Detection - Industrial | TouchPoint Plus | TPPLBAWA2SNBNNN | TPPL Controller Basic, Wall Mount, AC115/220 150W, 2 x mA input with 12 x relay output, battery backup
Discontinued | Gas Detection - Industrial | TouchPoint Plus | TPPLBAWA2SNBNRN | TPPL Controller Basic, Wall Mount, AC115/220 150W, 2 x mA input with 12 x relay output with battery backup, MODBUS TCP+WEB monitoring
Discontinued | Gas Detection - Industrial | TouchPoint Plus | TPPLBAWA2SNBNTN | TPPL Controller Basic, Wall Mount, AC115/220 150W, 2 x mA input with 12 x relay output with battery backup, MODBUS TCP
Discontinued | Gas Detection - Industrial | TouchPoint Plus | TPPLBAWA2SNBRNN | TPPL Controller Basic, Wall Mount, AC115/220 150W, 2 x mA input with 12 x relay output with battery backup, MODBUS RTU
Discontinued | Gas Detection - Industrial | TouchPoint Plus | TPPLBAWA2SNNNNN | TPPL Controller Basic, Wall Mount, AC115/220 150W, 2 x mA input with 12 x relay output
Discontinued | Gas Detection - Industrial | TouchPoint Plus | TPPLBAWA2SNNNRN | TPPL Controller Basic, Wall Mount, AC115/220 150W, 2 x mA input with 12 x relay output, MODBUS TCP+WEB monitoring
Discontinued | Gas Detection - Industrial | TouchPoint Plus | TPPLBAWA2SNNNTN | TPPL Controller Basic, Wall Mount, AC115/220 150W, 2 x mA input with 12 x relay output, MODBUS TCP
Discontinued | Gas Detection - Industrial | TouchPoint Plus | TPPLBAWA2SNNRNN | TPPL Controller Basic, Wall Mount, AC115/220 150W, 2 x mA input with 12 x relay output, MODBUS RTU
| Gas Detection - Industrial | TouchPoint Plus | TPPLBAWA4N4BNNN | TPPL Controller Basic, Wall Mount, AC115/220 150W, 4 x mA input with 4 x mA output, battery backup | 5180 | 4144
Discontinued | Gas Detection - Industrial | TouchPoint Plus | TPPLBAWA4N4BNRN | TPPL Controller Basic, Wall Mount, AC115/220 150W, 4 x mA input, 4 x mA output with battery backup, MODBUS TCP+WEB monitoring
Discontinued | Gas Detection - Industrial | TouchPoint Plus | TPPLBAWA4N4BNTN | TPPL Controller Basic, Wall Mount, AC115/220 150W, 4 x mA input, 4 x mA output with battery backup, MODBUS TCP
| Gas Detection - Industrial | TouchPoint Plus | TPPLBAWA4N4BRNN | TPPL Controller Basic, Wall Mount, AC115/220 150W, 4 x mA input, 4 x mA output with battery backup, MODBUS RTU | 5970 | 4776
| Gas Detection - Industrial | TouchPoint Plus | TPPLBAWA4N4NNNN | TPPL Controller Basic, Wall Mount, AC115/220 150W, 4 x mA input with 4 x mA output | 4500 | 3600
Discontinued | Gas Detection - Industrial | TouchPoint Plus | TPPLBAWA4N4NNRN | TPPL Controller Basic, Wall Mount, AC115/220 150W, 4 x mA input, 4 x mA output, MODBUS TCP+WEB monitoring
Discontinued | Gas Detection - Industrial | TouchPoint Plus | TPPLBAWA4N4NNTN | TPPL Controller Basic, Wall Mount, AC115/220 150W, 4 x mA input, 4 x mA output, MODBUS TCP
| Gas Detection - Industrial | TouchPoint Plus | TPPLBAWA4N4NRNN | TPPL Controller Basic, Wall Mount, AC115/220 150W, 4 x mA input, 4 x mA output, MODBUS RTU | 5320 | 4256
| Gas Detection - Industrial | TouchPoint Plus | TPPLBAWA4NNBNNN | TPPL Controller Basic, Wall Mount, AC115/220 150W, 4 x mA input with battery backup | 4310 | 3448
Discontinued | Gas Detection - Industrial | TouchPoint Plus | TPPLBAWA4NNBNRN | TPPL Controller Basic, Wall Mount, AC115/220 150W, 4 x mA input with battery backup, MODBUS TCP+WEB monitoring
Discontinued | Gas Detection - Industrial | TouchPoint Plus | TPPLBAWA4NNBNTN | TPPL Controller Basic, Wall Mount, AC115/220 150W, 4 x mA input with battery backup, MODBUS TCP
| Gas Detection - Industrial | TouchPoint Plus | TPPLBAWA4NNBRNN | TPPL Controller Basic, Wall Mount, AC115/220 150W, 4 x mA input with battery backup, MODBUS RTU | 5150 | 4120
| Gas Detection - Industrial | TouchPoint Plus | TPPLBAWA4NNNNNN | TPPL Controller Basic, Wall Mount, AC115/220 150W, 4 x mA input | 3660 | 2928
Discontinued | Gas Detection - Industrial | TouchPoint Plus | TPPLBAWA4NNNNRN | TPPL Controller Basic, Wall Mount, AC115/220 150W, 4 x mA input, MODBUS TCP+WEB monitoring
Discontinued | Gas Detection - Industrial | TouchPoint Plus | TPPLBAWA4NNNNTN | TPPL Controller Basic, Wall Mount, AC115/220 150W, 4 x mA input, MODBUS TCP
| Gas Detection - Industrial | TouchPoint Plus | TPPLBAWA4NNNRNN | TPPL Controller Basic, Wall Mount, AC115/220 150W, 4 x mA input, MODBUS RTU | 4500 | 3600
| Gas Detection - Industrial | TouchPoint Plus | TPPLBAWA4S4BNNN | TPPL Controller Basic, Wall Mount, AC115/220 150W, 4 x mA input with 12 x relay output, 4 x mA output, battery backup | 6220 | 4976
Discontinued | Gas Detection - Industrial | TouchPoint Plus | TPPLBAWA4S4BNRN | TPPL Controller Basic, Wall Mount, AC115/220 150W, 4 x mA input with 12 x relay output, 4 x mA output with battery backup, MODBUS TCP+WEB monitoring
Discontinued | Gas Detection - Industrial | TouchPoint Plus | TPPLBAWA4S4BNTN | TPPL Controller Basic, Wall Mount, AC115/220 150W, 4 x mA input with 12 x relay output, 4 x mA output with battery backup, MODBUS TCP
| Gas Detection - Industrial | TouchPoint Plus | TPPLBAWA4S4BRNN | TPPL Controller Basic, Wall Mount, AC115/220 150W, 4 x mA input with 12 x relay output, 4 x mA output with battery backup, MODBUS RTU | 7050 | 5640
| Gas Detection - Industrial | TouchPoint Plus | TPPLBAWA4S4NNNN | TPPL Controller Basic, Wall Mount, AC115/220 150W, 4 x mA input with 12 x relay output, 4 x mA output | 5560 | 4448
Discontinued | Gas Detection - Industrial | TouchPoint Plus | TPPLBAWA4S4NNRN | TPPL Controller Basic, Wall Mount, AC115/220 150W, 4 x mA input with 12 x relay output, 4 x mA output, MODBUS TCP+WEB monitoring
Discontinued | Gas Detection - Industrial | TouchPoint Plus | TPPLBAWA4S4NNTN | TPPL Controller Basic, Wall Mount, AC115/220 150W, 4 x mA input with 12 x relay output, 4 x mA output, MODBUS TCP
| Gas Detection - Industrial | TouchPoint Plus | TPPLBAWA4S4NRNN | TPPL Controller Basic, Wall Mount, AC115/220 150W, 4 x mA input with 12 x relay output, 4 x mA output, MODBUS RTU | 6370 | 5096
| Gas Detection - Industrial | TouchPoint Plus | TPPLBAWA4SNBNNN | TPPL Controller Basic, Wall Mount, AC115/220 150W, 4 x mA input with 12 x relay output, battery backup | 5400 | 4320
Discontinued | Gas Detection - Industrial | TouchPoint Plus | TPPLBAWA4SNBNRN | TPPL Controller Basic, Wall Mount, AC115/220 150W, 4 x mA input with 12 x relay output with battery backup, MODBUS TCP+WEB monitoring
Discontinued | Gas Detection - Industrial | TouchPoint Plus | TPPLBAWA4SNBNTN | TPPL Controller Basic, Wall Mount, AC115/220 150W, 4 x mA input with 12 x relay output with battery backup, MODBUS TCP
| Gas Detection - Industrial | TouchPoint Plus | TPPLBAWA4SNBRNN | TPPL Controller Basic, Wall Mount, AC115/220 150W, 4 x mA input with 12 x relay output with battery backup, MODBUS RTU | 6220 | 4976
| Gas Detection - Industrial | TouchPoint Plus | TPPLBAWA4SNNNNN | TPPL Controller Basic, Wall Mount, AC115/220 150W, 4 x mA input with 12 x relay output | 4760 | 3808
Discontinued | Gas Detection - Industrial | TouchPoint Plus | TPPLBAWA4SNNNRN | TPPL Controller Basic, Wall Mount, AC115/220 150W, 4 x mA input with 12 x relay output, MODBUS TCP+WEB monitoring
Discontinued | Gas Detection - Industrial | TouchPoint Plus | TPPLBAWA4SNNNTN | TPPL Controller Basic, Wall Mount, AC115/220 150W, 4 x mA input with 12 x relay output, MODBUS TCP
| Gas Detection - Industrial | TouchPoint Plus | TPPLBAWA4SNNRNN | TPPL Controller Basic, Wall Mount, AC115/220 150W, 4 x mA input with 12 x relay output, MODBUS RTU | 5560 | 4448
Discontinued | Gas Detection - Industrial | TouchPoint Plus | TPPLBAWA8D4BNNN | TPPL Controller Basic, Wall Mount, AC115/220 150W, 8 x mA input with 24 x relay output, 4 x mA output, battery backup
Discontinued | Gas Detection - Industrial | TouchPoint Plus | TPPLBAWA8D4NNNN | TPPL Controller Basic, Wall Mount, AC115/220 150W, 8 x mA input with 24 x relay output, 4 x mA output
Discontinued | Gas Detection - Industrial | TouchPoint Plus | TPPLBAWA8D4NRNN | TPPL Controller Basic, Wall Mount, AC115/220 150W, 8 x mA input with 24 x relay output, 4 x mA output, MODBUS RTU
| Gas Detection - Industrial | TouchPoint Plus | TPPLBAWA8D8BNNN | TPPL Controller Basic, Wall Mount, AC115/220 150W, 8 x mA input with 24 x relay output, 8 x mA output, battery backup | 9440 | 7552
Discontinued | Gas Detection - Industrial | TouchPoint Plus | TPPLBAWA8D8BNRN | TPPL Controller Basic, Wall Mount, AC115/220 150W, 8 x mA input with 24 x relay output, 8 x mA output with battery backup, MODBUS TCP+WEB monitoring
Discontinued | Gas Detection - Industrial | TouchPoint Plus | TPPLBAWA8D8BNTN | TPPL Controller Basic, Wall Mount, AC115/220 150W, 8 x mA input with 24 x relay output, 8 x mA output with battery backup, MODBUS TCP
| Gas Detection - Industrial | TouchPoint Plus | TPPLBAWA8D8BRNN | TPPL Controller Basic, Wall Mount, AC115/220 150W, 8 x mA input with 24 x relay output, 8 x mA output with battery backup, MODBUS RTU | 10270 | 8216
| Gas Detection - Industrial | TouchPoint Plus | TPPLBAWA8D8NNNN | TPPL Controller Basic, Wall Mount, AC115/220 150W, 8 x mA input with 24 x relay output, 8 x mA output | 8770 | 7016
Discontinued | Gas Detection - Industrial | TouchPoint Plus | TPPLBAWA8D8NNRN | TPPL Controller Basic, Wall Mount, AC115/220 150W, 8 x mA input with 24 x relay output, 8 x mA output, MODBUS TCP+WEB monitoring
Discontinued | Gas Detection - Industrial | TouchPoint Plus | TPPLBAWA8D8NNTN | TPPL Controller Basic, Wall Mount, AC115/220 150W, 8 x mA input with 24 x relay output, 8 x mA output, MODBUS TCP
| Gas Detection - Industrial | TouchPoint Plus | TPPLBAWA8D8NRNN | TPPL Controller Basic, Wall Mount, AC115/220 150W, 8 x mA input with 24 x relay output, 8 x mA output, MODBUS RTU | 9600 | 7680
| Gas Detection - Industrial | TouchPoint Plus | TPPLBAWA8DNBNNN | TPPL Controller Basic, Wall Mount, AC115/220 150W, 8 x mA input with 24 x relay output, battery backup | 7620 | 6096
Discontinued | Gas Detection - Industrial | TouchPoint Plus | TPPLBAWA8DNBNRN | TPPL Controller Basic, Wall Mount, AC115/220 150W, 8 x mA input with 24 x relay output with battery backup, MODBUS TCP+WEB monitoring
Discontinued | Gas Detection - Industrial | TouchPoint Plus | TPPLBAWA8DNBNTN | TPPL Controller Basic, Wall Mount, AC115/220 150W, 8 x mA input with 24 x relay output with battery backup, MODBUS TCP
| Gas Detection - Industrial | TouchPoint Plus | TPPLBAWA8DNBRNN | TPPL Controller Basic, Wall Mount, AC115/220 150W, 8 x mA input with 24 x relay output with battery backup, MODBUS RTU | 8440 | 6752
| Gas Detection - Industrial | TouchPoint Plus | TPPLBAWA8DNNNNN | TPPL Controller Basic, Wall Mount, AC115/220 150W, 8 x mA input with 24 x relay output | 6970 | 5576
Discontinued | Gas Detection - Industrial | TouchPoint Plus | TPPLBAWA8DNNNRN | TPPL Controller Basic, Wall Mount, AC115/220 150W, 8 x mA input with 24 x relay output, MODBUS TCP+WEB monitoring
Discontinued | Gas Detection - Industrial | TouchPoint Plus | TPPLBAWA8DNNNTN | TPPL Controller Basic, Wall Mount, AC115/220 150W, 8 x mA input with 24 x relay output, MODBUS TCP
| Gas Detection - Industrial | TouchPoint Plus | TPPLBAWA8DNNRNN | TPPL Controller Basic, Wall Mount, AC115/220 150W, 8 x mA input with 24 x relay output, MODBUS RTU | 7790 | 6232
| Gas Detection - Industrial | TouchPoint Plus | TPPLBAWA8N8BNNN | TPPL Controller Basic, Wall Mount, AC115/220 150W, 8 x mA input with 8 x mA output, battery backup | 7210 | 5768
Discontinued | Gas Detection - Industrial | TouchPoint Plus | TPPLBAWA8N8BNRN | TPPL Controller Basic, Wall Mount, AC115/220 150W, 8 x mA input, 8 x mA output with battery backup, MODBUS TCP+WEB monitoring
Discontinued | Gas Detection - Industrial | TouchPoint Plus | TPPLBAWA8N8BNTN | TPPL Controller Basic, Wall Mount, AC115/220 150W, 8 x mA input, 8 x mA output with battery backup, MODBUS TCP
| Gas Detection - Industrial | TouchPoint Plus | TPPLBAWA8N8BRNN | TPPL Controller Basic, Wall Mount, AC115/220 150W, 8 x mA input, 8 x mA output with battery backup, MODBUS RTU | 8030 | 6424
| Gas Detection - Industrial | TouchPoint Plus | TPPLBAWA8N8NNNN | TPPL Controller Basic, Wall Mount, AC115/220 150W, 8 x mA input with 8 x mA output | 6540 | 5232
Discontinued | Gas Detection - Industrial | TouchPoint Plus | TPPLBAWA8N8NNRN | TPPL Controller Basic, Wall Mount, AC115/220 150W, 8 x mA input, 8 x mA output, MODBUS TCP+WEB monitoring
Discontinued | Gas Detection - Industrial | TouchPoint Plus | TPPLBAWA8N8NNTN | TPPL Controller Basic, Wall Mount, AC115/220 150W, 8 x mA input, 8 x mA output, MODBUS TCP
| Gas Detection - Industrial | TouchPoint Plus | TPPLBAWA8N8NRNN | TPPL Controller Basic, Wall Mount, AC115/220 150W, 8 x mA input, 8 x mA output, MODBUS RTU | 7380 | 5904
| Gas Detection - Industrial | TouchPoint Plus | TPPLBAWA8NNBNNN | TPPL Controller Basic, Wall Mount, AC115/220 150W, 8 x mA input with battery backup | 5400 | 4320
Discontinued | Gas Detection - Industrial | TouchPoint Plus | TPPLBAWA8NNBNRN | TPPL Controller Basic, Wall Mount, AC115/220 150W, 8 x mA input with battery backup, MODBUS TCP+WEB monitoring
Discontinued | Gas Detection - Industrial | TouchPoint Plus | TPPLBAWA8NNBNTN | TPPL Controller Basic, Wall Mount, AC115/220 150W, 8 x mA input with battery backup, MODBUS TCP
| Gas Detection - Industrial | TouchPoint Plus | TPPLBAWA8NNBRNN | TPPL Controller Basic, Wall Mount, AC115/220 150W, 8 x mA input with battery backup, MODBUS RTU | 6220 | 4976
| Gas Detection - Industrial | TouchPoint Plus | TPPLBAWA8NNNNNN | TPPL Controller Basic, Wall Mount, AC115/220 150W, 8 x mA input | 4760 | 3808
Discontinued | Gas Detection - Industrial | TouchPoint Plus | TPPLBAWA8NNNNRN | TPPL Controller Basic, Wall Mount, AC115/220 150W, 8 x mA input, MODBUS TCP+WEB monitoring
Discontinued | Gas Detection - Industrial | TouchPoint Plus | TPPLBAWA8NNNNTN | TPPL Controller Basic, Wall Mount, AC115/220 150W, 8 x mA input, MODBUS TCP
| Gas Detection - Industrial | TouchPoint Plus | TPPLBAWA8NNNRNN | TPPL Controller Basic, Wall Mount, AC115/220 150W, 8 x mA input, MODBUS RTU | 5560 | 4448
| Gas Detection - Industrial | TouchPoint Plus | TPPLBAWA8S4BNNN | TPPL Controller Basic, Wall Mount, AC115/220 150W, 8 x mA input with 12 x relay output, 4 x mA output, battery backup | 7290 | 5832
| Gas Detection - Industrial | TouchPoint Plus | TPPLBAWA8S4NNNN | TPPL Controller Basic, Wall Mount, AC115/220 150W, 8 x mA input with 12 x relay output, 4 x mA output | 6610 | 5288
| Gas Detection - Industrial | TouchPoint Plus | TPPLBAWA8S4NRNN | TPPL Controller Basic, Wall Mount, AC115/220 150W, 8 x mA input with 12 x relay output, 4 x mA output, MODBUS RTU | 7460 | 5968
| Gas Detection - Industrial | TouchPoint Plus | TPPLBAWA8S8BNNN | TPPL Controller Basic, Wall Mount, AC115/220 150W, 8 x mA input with 12 x relay output, 8 x mA output, battery backup | 8280 | 6624
Discontinued | Gas Detection - Industrial | TouchPoint Plus | TPPLBAWA8S8BNRN | TPPL Controller Basic, Wall Mount, AC115/220 150W, 8 x mA input with 12 x relay output, 8 x mA output with battery backup, MODBUS TCP+WEB monitoring
Discontinued | Gas Detection - Industrial | TouchPoint Plus | TPPLBAWA8S8BNTN | TPPL Controller Basic, Wall Mount, AC115/220 150W, 8 x mA input with 12 x relay output, 8 x mA output with battery backup, MODBUS TCP
| Gas Detection - Industrial | TouchPoint Plus | TPPLBAWA8S8BRNN | TPPL Controller Basic, Wall Mount, AC115/220 150W, 8 x mA input with 12 x relay output, 8 x mA output with battery backup, MODBUS RTU | 9120 | 7296
| Gas Detection - Industrial | TouchPoint Plus | TPPLBAWA8S8NNNN | TPPL Controller Basic, Wall Mount, AC115/220 150W, 8 x mA input with 12 x relay output, 8 x mA output | 7620 | 6096
Discontinued | Gas Detection - Industrial | TouchPoint Plus | TPPLBAWA8S8NNRN | TPPL Controller Basic, Wall Mount, AC115/220 150W, 8 x mA input with 12 x relay output, 8 x mA output, MODBUS TCP+WEB monitoring
Discontinued | Gas Detection - Industrial | TouchPoint Plus | TPPLBAWA8S8NNTN | TPPL Controller Basic, Wall Mount, AC115/220 150W, 8 x mA input with 12 x relay output, 8 x mA output, MODBUS TCP
| Gas Detection - Industrial | TouchPoint Plus | TPPLBAWA8S8NRNN | TPPL Controller Basic, Wall Mount, AC115/220 150W, 8 x mA input with 12 x relay output, 8 x mA output, MODBUS RTU | 8440 | 6752
| Gas Detection - Industrial | TouchPoint Plus | TPPLBAWA8SNBNNN | TPPL Controller Basic, Wall Mount, AC115/220 150W, 8 x mA input with 12 x relay output, battery backup | 6460 | 5168
Discontinued | Gas Detection - Industrial | TouchPoint Plus | TPPLBAWA8SNBNRN | TPPL Controller Basic, Wall Mount, AC115/220 150W, 8 x mA input with 12 x relay output with battery backup, MODBUS TCP+WEB monitoring
Discontinued | Gas Detection - Industrial | TouchPoint Plus | TPPLBAWA8SNBNTN | TPPL Controller Basic, Wall Mount, AC115/220 150W, 8 x mA input with 12 x relay output with battery backup, MODBUS TCP
| Gas Detection - Industrial | TouchPoint Plus | TPPLBAWA8SNBRNN | TPPL Controller Basic, Wall Mount, AC115/220 150W, 8 x mA input with 12 x relay output with battery backup, MODBUS RTU | 7290 | 5832
| Gas Detection - Industrial | TouchPoint Plus | TPPLBAWA8SNNNNN | TPPL Controller Basic, Wall Mount, AC115/220 150W, 8 x mA input with 12 x relay output | 5810 | 4648
Discontinued | Gas Detection - Industrial | TouchPoint Plus | TPPLBAWA8SNNNRN | TPPL Controller Basic, Wall Mount, AC115/220 150W, 8 x mA input with 12 x relay output, MODBUS TCP+WEB monitoring
Discontinued | Gas Detection - Industrial | TouchPoint Plus | TPPLBAWA8SNNNTN | TPPL Controller Basic, Wall Mount, AC115/220 150W, 8 x mA input with 12 x relay output, MODBUS TCP
| Gas Detection - Industrial | TouchPoint Plus | TPPLBAWA8SNNRNN | TPPL Controller Basic, Wall Mount, AC115/220 150W, 8 x mA input with 12 x relay output, MODBUS RTU | 6610 | 5288
Discontinued | Gas Detection - Industrial | TouchPoint Plus | TPPLBAWD4NNNNNN | TPPL Controller Basic, Wall Mount, AC115/220 150W, 2 x mA + 2 x mV input
Discontinued | Gas Detection - Industrial | TouchPoint Plus | TPPLBAWD4SNBNNN | TPPL Controller Basic, Wall Mount, AC115/220 150W, 2 x mA + 2 x mV input with 12 x relay output with battery backup
Discontinued | Gas Detection - Industrial | TouchPoint Plus | TPPLBAWD4SNBNTN | TPPL Controller Basic, Wall Mount, AC115/220 150W, 2 x mA + 2 x mV input with 12 x relay output with battery backup, MODBUS TCP
Discontinued | Gas Detection - Industrial | TouchPoint Plus | TPPLBAWD4SNNNNN | TPPL Controller Basic, Wall Mount, AC115/220 150W, 2 x mA + 2 x mV input with 12 x relay output
Discontinued | Gas Detection - Industrial | TouchPoint Plus | TPPLBAWD4SNNNTN | TPPL Controller Basic, Wall Mount, AC115/220 150W, 2 x mA + 2 x mV input with 12 x relay output, MODBUS TCP
Discontinued | Gas Detection - Industrial | TouchPoint Plus | TPPLBAWD8D8NNNN | TPPL Controller Basic, Wall Mount, AC115/220 150W, 4 x mA + 4 x mV input with 24 x relay output, 8 x mA output
Discontinued | Gas Detection - Industrial | TouchPoint Plus | TPPLBAWD8NNBNRN | TPPL Controller Basic, Wall Mount, AC115/220 150W, 4 x mA + 4 x mV input with battery backup, MODBUS TCP+WEB monitoring
Discontinued | Gas Detection - Industrial | TouchPoint Plus | TPPLBAWD8NNNNNN | TPPL Controller Basic, Wall Mount, AC115/220 150W, 4 x mA + 4 x mV input
Discontinued | Gas Detection - Industrial | TouchPoint Plus | TPPLBAWD8NNNNRN | TPPL Controller Basic, Wall Mount, AC115/220 150W, 4 x mA + 4 x mV input, MODBUS TCP+WEB monitoring
Discontinued | Gas Detection - Industrial | TouchPoint Plus | TPPLBAWD8S8NNNN | TPPL Controller Basic, Wall Mount, AC115/220 150W, 4 x mA + 4 x mV input with 12 x relay output, 8 x mA output
Discontinued | Gas Detection - Industrial | TouchPoint Plus | TPPLBAWD8SNBRNN | TPPL Controller Basic, Wall Mount, AC115/220 150W, 4 x mA + 4 x mV input with 12 x relay output with battery backup, MODBUS RTU
Discontinued | Gas Detection - Industrial | TouchPoint Plus | TPPLBAWD8SNNNNN | TPPL Controller Basic, Wall Mount, AC115/220 150W, 4 x mA + 4 x mV input with 12 x relay output
Discontinued | Gas Detection - Industrial | TouchPoint Plus | TPPLBAWD8SNNRNN | TPPL Controller Basic, Wall Mount, AC115/220 150W, 4 x mA + 4 x mV input with 12 x relay output, MODBUS RTU
Discontinued | Gas Detection - Industrial | TouchPoint Plus | TPPLBAWV2N4BNNN | TPPL Controller Basic, Wall Mount, AC115/220 150W, 2 x mV input with 4 x mA output, battery backup
Discontinued | Gas Detection - Industrial | TouchPoint Plus | TPPLBAWV2N4NNNN | TPPL Controller Basic, Wall Mount, AC115/220 150W, 2 x mV input with 4 x mA output
Discontinued | Gas Detection - Industrial | TouchPoint Plus | TPPLBAWV2NNBNNN | TPPL Controller Basic, Wall Mount, AC115/220 150W, 2 x mV input with battery backup
Discontinued | Gas Detection - Industrial | TouchPoint Plus | TPPLBAWV2NNNNNN | TPPL Controller Basic, Wall Mount, AC115/220 150W, 2 x mV input
Discontinued | Gas Detection - Industrial | TouchPoint Plus | TPPLBAWV2S4BNNN | TPPL Controller Basic, Wall Mount, AC115/220 150W, 2 x mV input with 12 x relay output, 4 x mA output, battery backup
Discontinued | Gas Detection - Industrial | TouchPoint Plus | TPPLBAWV2S4NNNN | TPPL Controller Basic, Wall Mount, AC115/220 150W, 2 x mV input with 12 x relay output, 4 x mA output
Discontinued | Gas Detection - Industrial | TouchPoint Plus | TPPLBAWV2SNBNNN | TPPL Controller Basic, Wall Mount, AC115/220 150W, 2 x mV input with 12 x relay output, battery backup
Discontinued | Gas Detection - Industrial | TouchPoint Plus | TPPLBAWV2SNBNTN | TPPL Controller Basic, Wall Mount, AC115/220 150W, 2 x mV input with 12 x relay output with battery backup, MODBUS TCP
Discontinued | Gas Detection - Industrial | TouchPoint Plus | TPPLBAWV2SNBRNN | TPPL Controller Basic, Wall Mount, AC115/220 150W, 2 x mV input with 12 x relay output with battery backup, MODBUS RTU
Discontinued | Gas Detection - Industrial | TouchPoint Plus | TPPLBAWV2SNNNNN | TPPL Controller Basic, Wall Mount, AC115/220 150W, 2 x mV input with 12 x relay output
Discontinued | Gas Detection - Industrial | TouchPoint Plus | TPPLBAWV2SNNNTN | TPPL Controller Basic, Wall Mount, AC115/220 150W, 2 x mV input with 12 x relay output, MODBUS TCP
Discontinued | Gas Detection - Industrial | TouchPoint Plus | TPPLBAWV2SNNRNN | TPPL Controller Basic, Wall Mount, AC115/220 150W, 2 x mV input with 12 x relay output, MODBUS RTU
Discontinued | Gas Detection - Industrial | TouchPoint Plus | TPPLBAWV4N4BNNN | TPPL Controller Basic, Wall Mount, AC115/220 150W, 4 x mV input with 4 x mA output, battery backup
Discontinued | Gas Detection - Industrial | TouchPoint Plus | TPPLBAWV4N4NNNN | TPPL Controller Basic, Wall Mount, AC115/220 150W, 4 x mV input with 4 x mA output
Discontinued | Gas Detection - Industrial | TouchPoint Plus | TPPLBAWV4NNBNNN | TPPL Controller Basic, Wall Mount, AC115/220 150W, 4 x mV input with battery backup
Discontinued | Gas Detection - Industrial | TouchPoint Plus | TPPLBAWV4NNNNNN | TPPL Controller Basic, Wall Mount, AC115/220 150W, 4 x mV input
Discontinued | Gas Detection - Industrial | TouchPoint Plus | TPPLBAWV4S4BNNN | TPPL Controller Basic, Wall Mount, AC115/220 150W, 4 x mV input with 12 x relay output, 4 x mA output, battery backup
Discontinued | Gas Detection - Industrial | TouchPoint Plus | TPPLBAWV4S4BNTN | TPPL Controller Basic, Wall Mount, AC115/220 150W, 4 x mV input with 12 x relay output, 4 x mA output with battery backup, MODBUS TCP
| Gas Detection - Industrial | TouchPoint Plus | TPPLBAWV4S4NNNN | TPPL Controller Basic, Wall Mount, AC115/220 150W, 4 x mV input with 12 x relay output, 4 x mA output | 5590 | 4472
Discontinued | Gas Detection - Industrial | TouchPoint Plus | TPPLBAWV4S4NNTN | TPPL Controller Basic, Wall Mount, AC115/220 150W, 4 x mV input with 12 x relay output, 4 x mA output, MODBUS TCP
Discontinued | Gas Detection - Industrial | TouchPoint Plus | TPPLBAWV4S4NRNN | TPPL Controller Basic, Wall Mount, AC115/220 150W, 4 x mV input with 12 x relay output, 4 x mA output, MODBUS RTU
Discontinued | Gas Detection - Industrial | TouchPoint Plus | TPPLBAWV4SNBNNN | TPPL Controller Basic, Wall Mount, AC115/220 150W, 4 x mV input with 12 x relay output, battery backup
Discontinued | Gas Detection - Industrial | TouchPoint Plus | TPPLBAWV4SNBNTN | TPPL Controller Basic, Wall Mount, AC115/220 150W, 4 x mV input with 12 x relay output with battery backup, MODBUS TCP
Discontinued | Gas Detection - Industrial | TouchPoint Plus | TPPLBAWV4SNBRNN | TPPL Controller Basic, Wall Mount, AC115/220 150W, 4 x mV input with 12 x relay output with battery backup, MODBUS RTU
Discontinued | Gas Detection - Industrial | TouchPoint Plus | TPPLBAWV4SNNNNN | TPPL Controller Basic, Wall Mount, AC115/220 150W, 4 x mV input with 12 x relay output
Discontinued | Gas Detection - Industrial | TouchPoint Plus | TPPLBAWV4SNNNTN | TPPL Controller Basic, Wall Mount, AC115/220 150W, 4 x mV input with 12 x relay output, MODBUS TCP
Discontinued | Gas Detection - Industrial | TouchPoint Plus | TPPLBAWV4SNNRNN | TPPL Controller Basic, Wall Mount, AC115/220 150W, 4 x mV input with 12 x relay output, MODBUS RTU
| Gas Detection - Industrial | TouchPoint Plus | TPPLBAWV8D4BNNN | TPPL Controller Basic, Wall Mount, AC115/220 150W, 8 x mV input with 24 x relay output, 4 x mA output, battery backup | 8500 | 6800
| Gas Detection - Industrial | TouchPoint Plus | TPPLBAWV8D4NNNN | TPPL Controller Basic, Wall Mount, AC115/220 150W, 8 x mV input with 24 x relay output, 4 x mA output | 7840 | 6272
| Gas Detection - Industrial | TouchPoint Plus | TPPLBAWV8D4NRNN | TPPL Controller Basic, Wall Mount, AC115/220 150W, 8 x mV input with 24 x relay output, 4 x mA output, MODBUS RTU | 8670 | 6936
| Gas Detection - Industrial | TouchPoint Plus | TPPLBAWV8D8BNNN | TPPL Controller Basic, Wall Mount, AC115/220 150W, 8 x mV input with 24 x relay output, 8 x mA output, battery backup | 9510 | 7608
| Gas Detection - Industrial | TouchPoint Plus | TPPLBAWV8D8BRNN | TPPL Controller Basic, Wall Mount, AC115/220 150W, 8 x mV input with 24 x relay output, 8 x mA output with battery backup, MODBUS RTU | 10340 | 8272
| Gas Detection - Industrial | TouchPoint Plus | TPPLBAWV8D8NNNN | TPPL Controller Basic, Wall Mount, AC115/220 150W, 8 x mV input with 24 x relay output, 8 x mA output | 8830 | 7064
| Gas Detection - Industrial | TouchPoint Plus | TPPLBAWV8D8NRNN | TPPL Controller Basic, Wall Mount, AC115/220 150W, 8 x mV input with 24 x relay output, 8 x mA output, MODBUS RTU | 9670 | 7736
| Gas Detection - Industrial | TouchPoint Plus | TPPLBAWV8DNBNNN | TPPL Controller Basic, Wall Mount, AC115/220 150W, 8 x mV input with 24 x relay output, battery backup | 7670 | 6136
| Gas Detection - Industrial | TouchPoint Plus | TPPLBAWV8DNBRNN | TPPL Controller Basic, Wall Mount, AC115/220 150W, 8 x mV input with 24 x relay output with battery backup, MODBUS RTU | 8500 | 6800
| Gas Detection - Industrial | TouchPoint Plus | TPPLBAWV8DNNNNN | TPPL Controller Basic, Wall Mount, AC115/220 150W, 8 x mV input with 24 x relay output | 7020 | 5616
| Gas Detection - Industrial | TouchPoint Plus | TPPLBAWV8DNNRNN | TPPL Controller Basic, Wall Mount, AC115/220 150W, 8 x mV input with 24 x relay output, MODBUS RTU | 7840 | 6272
| Gas Detection - Industrial | TouchPoint Plus | TPPLBAWV8N8BNNN | TPPL Controller Basic, Wall Mount, AC115/220 150W, 8 x mV input with 8 x mA output, battery backup | 7260 | 5808
| Gas Detection - Industrial | TouchPoint Plus | TPPLBAWV8N8NNNN | TPPL Controller Basic, Wall Mount, AC115/220 150W, 8 x mV input with 8 x mA output | 6590 | 5272
| Gas Detection - Industrial | TouchPoint Plus | TPPLBAWV8NNBNNN | TPPL Controller Basic, Wall Mount, AC115/220 150W, 8 x mV input with battery backup | 5440 | 4352
| Gas Detection - Industrial | TouchPoint Plus | TPPLBAWV8NNNNNN | TPPL Controller Basic, Wall Mount, AC115/220 150W, 8 x mV input | 4770 | 3816
| Gas Detection - Industrial | TouchPoint Plus | TPPLBAWV8S4BNNN | TPPL Controller Basic, Wall Mount, AC115/220 150W, 8 x mV input with 12 x relay output, 4 x mA output, battery backup | 7350 | 5880
| Gas Detection - Industrial | TouchPoint Plus | TPPLBAWV8S4NNNN | TPPL Controller Basic, Wall Mount, AC115/220 150W, 8 x mV input with 12 x relay output, 4 x mA output | 6660 | 5328
| Gas Detection - Industrial | TouchPoint Plus | TPPLBAWV8S4NRNN | TPPL Controller Basic, Wall Mount, AC115/220 150W, 8 x mV input with 12 x relay output, 4 x mA output, MODBUS RTU | 7520 | 6016
| Gas Detection - Industrial | TouchPoint Plus | TPPLBAWV8S8BNNN | TPPL Controller Basic, Wall Mount, AC115/220 150W, 8 x mV input with 12 x relay output, 8 x mA output, battery backup | 8340 | 6672
| Gas Detection - Industrial | TouchPoint Plus | TPPLBAWV8S8BRNN | TPPL Controller Basic, Wall Mount, AC115/220 150W, 8 x mV input with 12 x relay output, 8 x mA output with battery backup, MODBUS RTU | 9180 | 7344
| Gas Detection - Industrial | TouchPoint Plus | TPPLBAWV8S8NNNN | TPPL Controller Basic, Wall Mount, AC115/220 150W, 8 x mV input with 12 x relay output, 8 x mA output | 7670 | 6136
| Gas Detection - Industrial | TouchPoint Plus | TPPLBAWV8S8NRNN | TPPL Controller Basic, Wall Mount, AC115/220 150W, 8 x mV input with 12 x relay output, 8 x mA output, MODBUS RTU | 8500 | 6800
| Gas Detection - Industrial | TouchPoint Plus | TPPLBAWV8SNBNNN | TPPL Controller Basic, Wall Mount, AC115/220 150W, 8 x mV input with 12 x relay output, battery backup | 6500 | 5200
| Gas Detection - Industrial | TouchPoint Plus | TPPLBAWV8SNBRNN | TPPL Controller Basic, Wall Mount, AC115/220 150W, 8 x mV input with 12 x relay output with battery backup, MODBUS RTU | 7350 | 5880
| Gas Detection - Industrial | TouchPoint Plus | TPPLBAWV8SNNNNN | TPPL Controller Basic, Wall Mount, AC115/220 150W, 8 x mV input with 12 x relay output | 5850 | 4680
| Gas Detection - Industrial | TouchPoint Plus | TPPLBAWV8SNNRNN | TPPL Controller Basic, Wall Mount, AC115/220 150W, 8 x mV input with 12 x relay output, MODBUS RTU | 6660 | 5328
Discontinued | Gas Detection - Industrial | TouchPoint Plus | TPPLBDWA2N4BNNN | TPPL Controller Basic, Wall Mount, DC Powered, 2 x mA input with 4 x mA output, battery backup
Discontinued | Gas Detection - Industrial | TouchPoint Plus | TPPLBDWA2N4BNTN | TPPL Controller Basic, Wall Mount, DC Powered, 2 x mA input, 4 x mA output with battery backup, MODBUS TCP
Discontinued | Gas Detection - Industrial | TouchPoint Plus | TPPLBDWA2N4BRNN | TPPL Controller Basic, Wall Mount, DC Powered, 2 x mA input, 4 x mA output with battery backup, MODBUS RTU
Discontinued | Gas Detection - Industrial | TouchPoint Plus | TPPLBDWA2N4NNNN | TPPL Controller Basic, Wall Mount, DC Powered, 2 x mA input with 4 x mA output
Discontinued | Gas Detection - Industrial | TouchPoint Plus | TPPLBDWA2N4NNTN | TPPL Controller Basic, Wall Mount, DC Powered, 2 x mA input, 4 x mA output, MODBUS TCP
Discontinued | Gas Detection - Industrial | TouchPoint Plus | TPPLBDWA2N4NRNN | TPPL Controller Basic, Wall Mount, DC Powered, 2 x mA input, 4 x mA output, MODBUS RTU
Discontinued | Gas Detection - Industrial | TouchPoint Plus | TPPLBDWA2NNBNNN | TPPL Controller Basic, Wall Mount, DC Powered, 2 x mA input with battery backup
Discontinued | Gas Detection - Industrial | TouchPoint Plus | TPPLBDWA2NNBNTN | TPPL Controller Basic, Wall Mount, DC Powered, 2 x mA input with battery backup, MODBUS TCP
Discontinued | Gas Detection - Industrial | TouchPoint Plus | TPPLBDWA2NNBRNN | TPPL Controller Basic, Wall Mount, DC Powered, 2 x mA input with battery backup, MODBUS RTU
Discontinued | Gas Detection - Industrial | TouchPoint Plus | TPPLBDWA2NNNNNN | TPPL Controller Basic, Wall Mount, DC powered, 2 x mA input
Discontinued | Gas Detection - Industrial | TouchPoint Plus | TPPLBDWA2NNNNTN | TPPL Controller Basic, Wall Mount, DC Powered, 2 x mA input, MODBUS TCP
Discontinued | Gas Detection - Industrial | TouchPoint Plus | TPPLBDWA2NNNRNN | TPPL Controller Basic, Wall Mount, DC Powered, 2 x mA input, MODBUS RTU
Discontinued | Gas Detection - Industrial | TouchPoint Plus | TPPLBDWA2S4BNNN | TPPL Controller Basic, Wall Mount, DC Powered, 2 x mA input with 12 x relay output, 4 x mA output, battery backup
Discontinued | Gas Detection - Industrial | TouchPoint Plus | TPPLBDWA2S4BNTN | TPPL Controller Basic, Wall Mount, DC Powered, 2 x mA input with 12 x relay output, 4 x mA output with battery backup, MODBUS TCP
Discontinued | Gas Detection - Industrial | TouchPoint Plus | TPPLBDWA2S4BRNN | TPPL Controller Basic, Wall Mount, DC Powered, 2 x mA input with 12 x relay output, 4 x mA output with battery backup, MODBUS RTU
Discontinued | Gas Detection - Industrial | TouchPoint Plus | TPPLBDWA2S4NNNN | TPPL Controller Basic, Wall Mount, DC Powered, 2 x mA input with 12 x relay output, 4 x mA output
Discontinued | Gas Detection - Industrial | TouchPoint Plus | TPPLBDWA2S4NNTN | TPPL Controller Basic, Wall Mount, DC Powered, 2 x mA input with 12 x relay output, 4 x mA output, MODBUS TCP
Discontinued | Gas Detection - Industrial | TouchPoint Plus | TPPLBDWA2S4NRNN | TPPL Controller Basic, Wall Mount, DC Powered, 2 x mA input with 12 x relay output, 4 x mA output, MODBUS RTU
Discontinued | Gas Detection - Industrial | TouchPoint Plus | TPPLBDWA2SNBNNN | TPPL Controller Basic, Wall Mount, DC Powered, 2 x mA input with 12 x relay output, battery backup
Discontinued | Gas Detection - Industrial | TouchPoint Plus | TPPLBDWA2SNBNTN | TPPL Controller Basic, Wall Mount, DC Powered, 2 x mA input with 12 x relay output with battery backup, MODBUS TCP
Discontinued | Gas Detection - Industrial | TouchPoint Plus | TPPLBDWA2SNBRNN | TPPL Controller Basic, Wall Mount, DC Powered, 2 x mA input with 12 x relay output with battery backup, MODBUS RTU
Discontinued | Gas Detection - Industrial | TouchPoint Plus | TPPLBDWA2SNNNNN | TPPL Controller Basic, Wall Mount, DC Powered, 2 x mA input with 12 x relay output
Discontinued | Gas Detection - Industrial | TouchPoint Plus | TPPLBDWA2SNNNTN | TPPL Controller Basic, Wall Mount, DC Powered, 2 x mA input with 12 x relay output, MODBUS TCP
Discontinued | Gas Detection - Industrial | TouchPoint Plus | TPPLBDWA2SNNRNN | TPPL Controller Basic, Wall Mount, DC Powered, 2 x mA input with 12 x relay output, MODBUS RTU
| Gas Detection - Industrial | TouchPoint Plus | TPPLBDWA4N4BNNN | TPPL Controller Basic, Wall Mount, DC Powered, 4 x mA input with 4 x mA output, battery backup | 5030 | 4024
Discontinued | Gas Detection - Industrial | TouchPoint Plus | TPPLBDWA4N4BNTN | TPPL Controller Basic, Wall Mount, DC Powered, 4 x mA input, 4 x mA output with battery backup, MODBUS TCP
| Gas Detection - Industrial | TouchPoint Plus | TPPLBDWA4N4BRNN | TPPL Controller Basic, Wall Mount, DC Powered, 4 x mA input, 4 x mA output with battery backup, MODBUS RTU | 5850 | 4680
| Gas Detection - Industrial | TouchPoint Plus | TPPLBDWA4N4NNNN | TPPL Controller Basic, Wall Mount, DC Powered, 4 x mA input with 4 x mA output | 4340 | 3472
Discontinued | Gas Detection - Industrial | TouchPoint Plus | TPPLBDWA4N4NNTN | TPPL Controller Basic, Wall Mount, DC Powered, 4 x mA input, 4 x mA output, MODBUS TCP
| Gas Detection - Industrial | TouchPoint Plus | TPPLBDWA4N4NRNN | TPPL Controller Basic, Wall Mount, DC Powered, 4 x mA input, 4 x mA output, MODBUS RTU | 5180 | 4144
| Gas Detection - Industrial | TouchPoint Plus | TPPLBDWA4NNBNNN | TPPL Controller Basic, Wall Mount, DC Powered, 4 x mA input with battery backup | 4190 | 3352
Discontinued | Gas Detection - Industrial | TouchPoint Plus | TPPLBDWA4NNBNTN | TPPL Controller Basic, Wall Mount, DC Powered, 4 x mA input with battery backup, MODBUS TCP
| Gas Detection - Industrial | TouchPoint Plus | TPPLBDWA4NNBRNN | TPPL Controller Basic, Wall Mount, DC Powered, 4 x mA input with battery backup, MODBUS RTU | 5030 | 4024
| Gas Detection - Industrial | TouchPoint Plus | TPPLBDWA4NNNNNN | TPPL Controller Basic, Wall Mount, DC Powered, 4 x mA input | 3510 | 2808
Discontinued | Gas Detection - Industrial | TouchPoint Plus | TPPLBDWA4NNNNTN | TPPL Controller Basic, Wall Mount, DC Powered, 4 x mA input, MODBUS TCP
| Gas Detection - Industrial | TouchPoint Plus | TPPLBDWA4NNNRNN | TPPL Controller Basic, Wall Mount, DC Powered, 4 x mA input, MODBUS RTU | 4340 | 3472
| Gas Detection - Industrial | TouchPoint Plus | TPPLBDWA4S4BNNN | TPPL Controller Basic, Wall Mount, DC Powered, 4 x mA input with 12 x relay output, 4 x mA output, battery backup | 6100 | 4880
Discontinued | Gas Detection - Industrial | TouchPoint Plus | TPPLBDWA4S4BNTN | TPPL Controller Basic, Wall Mount, DC Powered, 4 x mA input with 12 x relay output, 4 x mA output with battery backup, MODBUS TCP
| Gas Detection - Industrial | TouchPoint Plus | TPPLBDWA4S4BRNN | TPPL Controller Basic, Wall Mount, DC Powered, 4 x mA input with 12 x relay output, 4 x mA output with battery backup, MODBUS RTU | 6930 | 5544
| Gas Detection - Industrial | TouchPoint Plus | TPPLBDWA4S4NNNN | TPPL Controller Basic, Wall Mount, DC Powered, 4 x mA input with 12 x relay output, 4 x mA output | 5440 | 4352
Discontinued | Gas Detection - Industrial | TouchPoint Plus | TPPLBDWA4S4NNTN | TPPL Controller Basic, Wall Mount, DC Powered, 4 x mA input with 12 x relay output, 4 x mA output, MODBUS TCP
| Gas Detection - Industrial | TouchPoint Plus | TPPLBDWA4S4NRNN | TPPL Controller Basic, Wall Mount, DC Powered, 4 x mA input with 12 x relay output, 4 x mA output, MODBUS RTU | 6260 | 5008
| Gas Detection - Industrial | TouchPoint Plus | TPPLBDWA4SNBNNN | TPPL Controller Basic, Wall Mount, DC Powered, 4 x mA input with 12 x relay output, battery backup | 5270 | 4216
Discontinued | Gas Detection - Industrial | TouchPoint Plus | TPPLBDWA4SNBNTN | TPPL Controller Basic, Wall Mount, DC Powered, 4 x mA input with 12 x relay output with battery backup, MODBUS TCP
| Gas Detection - Industrial | TouchPoint Plus | TPPLBDWA4SNBRNN | TPPL Controller Basic, Wall Mount, DC Powered, 4 x mA input with 12 x relay output with battery backup, MODBUS RTU | 6100 | 4880
| Gas Detection - Industrial | TouchPoint Plus | TPPLBDWA4SNNNNN | TPPL Controller Basic, Wall Mount, DC Powered, 4 x mA input with 12 x relay output | 4610 | 3688
Discontinued | Gas Detection - Industrial | TouchPoint Plus | TPPLBDWA4SNNNTN | TPPL Controller Basic, Wall Mount, DC Powered, 4 x mA input with 12 x relay output, MODBUS TCP
| Gas Detection - Industrial | TouchPoint Plus | TPPLBDWA4SNNRNN | TPPL Controller Basic, Wall Mount, DC Powered, 4 x mA input with 12 x relay output, MODBUS RTU | 5440 | 4352
| Gas Detection - Industrial | TouchPoint Plus | TPPLBDWA8D4BNNN | TPPL Controller Basic, Wall Mount, DC Powered, 8 x mA input with 24 x relay output, 4 x mA output, battery backup | 8340 | 6672
| Gas Detection - Industrial | TouchPoint Plus | TPPLBDWA8D4NNNN | TPPL Controller Basic, Wall Mount, DC Powered, 8 x mA input with 24 x relay output, 4 x mA output | 7670 | 6136
| Gas Detection - Industrial | TouchPoint Plus | TPPLBDWA8D8BNNN | TPPL Controller Basic, Wall Mount, DC Powered, 8 x mA input with 24 x relay output, 8 x mA output, battery backup | 9340 | 7472
Discontinued | Gas Detection - Industrial | TouchPoint Plus | TPPLBDWA8D8BNTN | TPPL Controller Basic, Wall Mount, DC Powered, 8 x mA input with 24 x relay output, 8 x mA output with battery backup, MODBUS TCP
| Gas Detection - Industrial | TouchPoint Plus | TPPLBDWA8D8BRNN | TPPL Controller Basic, Wall Mount, DC Powered, 8 x mA input with 24 x relay output, 8 x mA output with battery backup, MODBUS RTU | 10170 | 8136
| Gas Detection - Industrial | TouchPoint Plus | TPPLBDWA8D8NNNN | TPPL Controller Basic, Wall Mount, DC Powered, 8 x mA input with 24 x relay output, 8 x mA output | 8670 | 6936
Discontinued | Gas Detection - Industrial | TouchPoint Plus | TPPLBDWA8D8NNTN | TPPL Controller Basic, Wall Mount, DC Powered, 8 x mA input with 24 x relay output, 8 x mA output, MODBUS TCP
| Gas Detection - Industrial | TouchPoint Plus | TPPLBDWA8D8NRNN | TPPL Controller Basic, Wall Mount, DC Powered, 8 x mA input with 24 x relay output, 8 x mA output, MODBUS RTU | 9510 | 7608
| Gas Detection - Industrial | TouchPoint Plus | TPPLBDWA8DNBNNN | TPPL Controller Basic, Wall Mount, DC Powered, 8 x mA input with 24 x relay output, battery backup | 7520 | 6016
Discontinued | Gas Detection - Industrial | TouchPoint Plus | TPPLBDWA8DNBNTN | TPPL Controller Basic, Wall Mount, DC Powered, 8 x mA input with 24 x relay output with battery backup, MODBUS TCP
| Gas Detection - Industrial | TouchPoint Plus | TPPLBDWA8DNBRNN | TPPL Controller Basic, Wall Mount, DC Powered, 8 x mA input with 24 x relay output with battery backup, MODBUS RTU | 8340 | 6672
| Gas Detection - Industrial | TouchPoint Plus | TPPLBDWA8DNNNNN | TPPL Controller Basic, Wall Mount, DC Powered, 8 x mA input with 24 x relay output | 6850 | 5480
Discontinued | Gas Detection - Industrial | TouchPoint Plus | TPPLBDWA8DNNNTN | TPPL Controller Basic, Wall Mount, DC Powered, 8 x mA input with 24 x relay output, MODBUS TCP
| Gas Detection - Industrial | TouchPoint Plus | TPPLBDWA8DNNRNN | TPPL Controller Basic, Wall Mount, DC Powered, 8 x mA input with 24 x relay output, MODBUS RTU | 7670 | 6136
| Gas Detection - Industrial | TouchPoint Plus | TPPLBDWA8N8BNNN | TPPL Controller Basic, Wall Mount, DC Powered, 8 x mA input with 8 x mA output, battery backup | 7100 | 5680
Discontinued | Gas Detection - Industrial | TouchPoint Plus | TPPLBDWA8N8BNTN | TPPL Controller Basic, Wall Mount, DC Powered, 8 x mA input, 8 x mA output with battery backup, MODBUS TCP
| Gas Detection - Industrial | TouchPoint Plus | TPPLBDWA8N8BRNN | TPPL Controller Basic, Wall Mount, DC Powered, 8 x mA input, 8 x mA output with battery backup, MODBUS RTU | 7930 | 6344
| Gas Detection - Industrial | TouchPoint Plus | TPPLBDWA8N8NNNN | TPPL Controller Basic, Wall Mount, DC Powered, 8 x mA input with 8 x mA output | 6420 | 5136
Discontinued | Gas Detection - Industrial | TouchPoint Plus | TPPLBDWA8N8NNTN | TPPL Controller Basic, Wall Mount, DC Powered, 8 x mA input, 8 x mA output, MODBUS TCP
| Gas Detection - Industrial | TouchPoint Plus | TPPLBDWA8N8NRNN | TPPL Controller Basic, Wall Mount, DC Powered, 8 x mA input, 8 x mA output, MODBUS RTU | 7260 | 5808
| Gas Detection - Industrial | TouchPoint Plus | TPPLBDWA8NNBNNN | TPPL Controller Basic, Wall Mount, DC Powered, 8 x mA input with battery backup | 5270 | 4216
Discontinued | Gas Detection - Industrial | TouchPoint Plus | TPPLBDWA8NNBNTN | TPPL Controller Basic, Wall Mount, DC Powered, 8 x mA input with battery backup, MODBUS TCP
| Gas Detection - Industrial | TouchPoint Plus | TPPLBDWA8NNBRNN | TPPL Controller Basic, Wall Mount, DC Powered, 8 x mA input with battery backup, MODBUS RTU | 6100 | 4880
| Gas Detection - Industrial | TouchPoint Plus | TPPLBDWA8NNNNNN | TPPL Controller Basic, Wall Mount, DC Powered, 8 x mA input | 4610 | 3688
Discontinued | Gas Detection - Industrial | TouchPoint Plus | TPPLBDWA8NNNNTN | TPPL Controller Basic, Wall Mount, DC Powered, 8 x mA input, MODBUS TCP
| Gas Detection - Industrial | TouchPoint Plus | TPPLBDWA8NNNRNN | TPPL Controller Basic, Wall Mount, DC Powered, 8 x mA input, MODBUS RTU | 5440 | 4352
| Gas Detection - Industrial | TouchPoint Plus | TPPLBDWA8S4BNNN | TPPL Controller Basic, Wall Mount, DC Powered, 8 x mA input with 12 x relay output, 4 x mA output, battery backup | 7170 | 5736
| Gas Detection - Industrial | TouchPoint Plus | TPPLBDWA8S4NNNN | TPPL Controller Basic, Wall Mount, DC Powered, 8 x mA input with 12 x relay output, 4 x mA output | 6500 | 5200
| Gas Detection - Industrial | TouchPoint Plus | TPPLBDWA8S8BNNN | TPPL Controller Basic, Wall Mount, DC Powered, 8 x mA input with 12 x relay output, 8 x mA output, battery backup | 8170 | 6536
Discontinued | Gas Detection - Industrial | TouchPoint Plus | TPPLBDWA8S8BNTN | TPPL Controller Basic, Wall Mount, DC Powered, 8 x mA input with 12 x relay output, 8 x mA output with battery backup, MODBUS TCP
| Gas Detection - Industrial | TouchPoint Plus | TPPLBDWA8S8BRNN | TPPL Controller Basic, Wall Mount, DC Powered, 8 x mA input with 12 x relay output, 8 x mA output with battery backup, MODBUS RTU | 9010 | 7208
| Gas Detection - Industrial | TouchPoint Plus | TPPLBDWA8S8NNNN | TPPL Controller Basic, Wall Mount, DC Powered, 8 x mA input with 12 x relay output, 8 x mA output | 7520 | 6016
Discontinued | Gas Detection - Industrial | TouchPoint Plus | TPPLBDWA8S8NNTN | TPPL Controller Basic, Wall Mount, DC Powered, 8 x mA input with 12 x relay output, 8 x mA output, MODBUS TCP
| Gas Detection - Industrial | TouchPoint Plus | TPPLBDWA8S8NRNN | TPPL Controller Basic, Wall Mount, DC Powered, 8 x mA input with 12 x relay output, 8 x mA output, MODBUS RTU | 8340 | 6672
| Gas Detection - Industrial | TouchPoint Plus | TPPLBDWA8SNBNNN | TPPL Controller Basic, Wall Mount, DC Powered, 8 x mA input with 12 x relay output, battery backup | 6330 | 5064
Discontinued | Gas Detection - Industrial | TouchPoint Plus | TPPLBDWA8SNBNTN | TPPL Controller Basic, Wall Mount, DC Powered, 8 x mA input with 12 x relay output with battery backup, MODBUS TCP
| Gas Detection - Industrial | TouchPoint Plus | TPPLBDWA8SNBRNN | TPPL Controller Basic, Wall Mount, DC Powered, 8 x mA input with 12 x relay output with battery backup, MODBUS RTU | 7170 | 5736
| Gas Detection - Industrial | TouchPoint Plus | TPPLBDWA8SNNNNN | TPPL Controller Basic, Wall Mount, DC Powered, 8 x mA input with 12 x relay output | 5720 | 4576
Discontinued | Gas Detection - Industrial | TouchPoint Plus | TPPLBDWA8SNNNTN | TPPL Controller Basic, Wall Mount, DC Powered, 8 x mA input with 12 x relay output, MODBUS TCP
| Gas Detection - Industrial | TouchPoint Plus | TPPLBDWA8SNNRNN | TPPL Controller Basic, Wall Mount, DC Powered, 8 x mA input with 12 x relay output, MODBUS RTU | 6500 | 5200
Discontinued | Gas Detection - Industrial | TouchPoint Plus | TPPLBDWD4SNBNTN | TPPL Controller Basic, Wall Mount, DC Powered, 2 x mA + 2 x mV input with 12 x relay output with battery backup, MODBUS TCP
Discontinued | Gas Detection - Industrial | TouchPoint Plus | TPPLBDWD4SNNNNN | TPPL Controller Basic, Wall Mount, DC Powered, 2 x mA + 2 x mV input with 12 x relay output
Discontinued | Gas Detection - Industrial | TouchPoint Plus | TPPLBDWD4SNNNTN | TPPL Controller Basic, Wall Mount, DC Powered, 2 x mA + 2 x mV input with 12 x relay output, MODBUS TCP
Discontinued | Gas Detection - Industrial | TouchPoint Plus | TPPLBDWD8SNBNTN | TPPL Controller Basic, Wall Mount, DC Powered, 4 x mA + 4 x mV input with 12 x relay output with battery backup, MODBUS TCP
Discontinued | Gas Detection - Industrial | TouchPoint Plus | TPPLBDWD8SNBRNN | TPPL Controller Basic, Wall Mount, DC Powered, 4 x mA + 4 x mV input with 12 x relay output with battery backup, MODBUS RTU
Discontinued | Gas Detection - Industrial | TouchPoint Plus | TPPLBDWD8SNNNNN | TPPL Controller Basic, Wall Mount, DC Powered, 4 x mA + 4 x mV input with 12 x relay output
Discontinued | Gas Detection - Industrial | TouchPoint Plus | TPPLBDWD8SNNNTN | TPPL Controller Basic, Wall Mount, DC Powered, 4 x mA + 4 x mV input with 12 x relay output, MODBUS TCP
Discontinued | Gas Detection - Industrial | TouchPoint Plus | TPPLBDWD8SNNRNN | TPPL Controller Basic, Wall Mount, DC Powered, 4 x mA + 4 x mV input with 12 x relay output, MODBUS RTU
Discontinued | Gas Detection - Industrial | TouchPoint Plus | TPPLBDWV2N4BNNN | TPPL Controller Basic, Wall Mount, DC Powered, 2 x mV input with 4 x mA output, battery backup
Discontinued | Gas Detection - Industrial | TouchPoint Plus | TPPLBDWV2N4NNNN | TPPL Controller Basic, Wall Mount, DC Powered, 2 x mV input with 4 x mA output
Discontinued | Gas Detection - Industrial | TouchPoint Plus | TPPLBDWV2NNBNNN | TPPL Controller Basic, Wall Mount, DC Powered, 2 x mV input with battery backup
Discontinued | Gas Detection - Industrial | TouchPoint Plus | TPPLBDWV2NNNNNN | TPPL Controller Basic, Wall Mount, DC Powered, 2 x mV input
Discontinued | Gas Detection - Industrial | TouchPoint Plus | TPPLBDWV2S4BNNN | TPPL Controller Basic, Wall Mount, DC Powered, 2 x mV input with 12 x relay output, 4 x mA output, battery backup
Discontinued | Gas Detection - Industrial | TouchPoint Plus | TPPLBDWV2S4NNNN | TPPL Controller Basic, Wall Mount, DC Powered, 2 x mV input with 12 x relay output, 4 x mA output
Discontinued | Gas Detection - Industrial | TouchPoint Plus | TPPLBDWV2SNBNNN | TPPL Controller Basic, Wall Mount, DC Powered, 2 x mV input with 12 x relay output, battery backup
Discontinued | Gas Detection - Industrial | TouchPoint Plus | TPPLBDWV2SNBNTN | TPPL Controller Basic, Wall Mount, DC Powered, 2 x mV input with 12 x relay output with battery backup, MODBUS TCP
Discontinued | Gas Detection - Industrial | TouchPoint Plus | TPPLBDWV2SNBRNN | TPPL Controller Basic, Wall Mount, DC Powered, 2 x mV input with 12 x relay output with battery backup, MODBUS RTU
Discontinued | Gas Detection - Industrial | TouchPoint Plus | TPPLBDWV2SNNNNN | TPPL Controller Basic, Wall Mount, DC Powered, 2 x mV input with 12 x relay output
Discontinued | Gas Detection - Industrial | TouchPoint Plus | TPPLBDWV2SNNNTN | TPPL Controller Basic, Wall Mount, DC Powered, 2 x mV input with 12 x relay output, MODBUS TCP
Discontinued | Gas Detection - Industrial | TouchPoint Plus | TPPLBDWV2SNNRNN | TPPL Controller Basic, Wall Mount, DC Powered, 2 x mV input with 12 x relay output, MODBUS RTU
Discontinued | Gas Detection - Industrial | TouchPoint Plus | TPPLBDWV4N4BNNN | TPPL Controller Basic, Wall Mount, DC Powered, 4 x mV input with 4 x mA output, battery backup
Discontinued | Gas Detection - Industrial | TouchPoint Plus | TPPLBDWV4N4NNNN | TPPL Controller Basic, Wall Mount, DC Powered, 4 x mV input with 4 x mA output
Discontinued | Gas Detection - Industrial | TouchPoint Plus | TPPLBDWV4NNBNNN | TPPL Controller Basic, Wall Mount, DC Powered, 4 x mV input with battery backup
Discontinued | Gas Detection - Industrial | TouchPoint Plus | TPPLBDWV4NNNNNN | TPPL Controller Basic, Wall Mount, DC Powered, 4 x mV input
Discontinued | Gas Detection - Industrial | TouchPoint Plus | TPPLBDWV4S4BNNN | TPPL Controller Basic, Wall Mount, DC Powered, 4 x mV input with 12 x relay output, 4 x mA output, battery backup
Discontinued | Gas Detection - Industrial | TouchPoint Plus | TPPLBDWV4S4NNNN | TPPL Controller Basic, Wall Mount, DC Powered, 4 x mV input with 12 x relay output, 4 x mA output
Discontinued | Gas Detection - Industrial | TouchPoint Plus | TPPLBDWV4SNBNNN | TPPL Controller Basic, Wall Mount, DC Powered, 4 x mV input with 12 x relay output, battery backup
Discontinued | Gas Detection - Industrial | TouchPoint Plus | TPPLBDWV4SNBNTN | TPPL Controller Basic, Wall Mount, DC Powered, 4 x mV input with 12 x relay output with battery backup, MODBUS TCP
Discontinued | Gas Detection - Industrial | TouchPoint Plus | TPPLBDWV4SNBRNN | TPPL Controller Basic, Wall Mount, DC Powered, 4 x mV input with 12 x relay output with battery backup, MODBUS RTU
Discontinued | Gas Detection - Industrial | TouchPoint Plus | TPPLBDWV4SNNNNN | TPPL Controller Basic, Wall Mount, DC Powered, 4 x mV input with 12 x relay output
Discontinued | Gas Detection - Industrial | TouchPoint Plus | TPPLBDWV4SNNNTN | TPPL Controller Basic, Wall Mount, DC Powered, 4 x mV input with 12 x relay output, MODBUS TCP
Discontinued | Gas Detection - Industrial | TouchPoint Plus | TPPLBDWV4SNNRNN | TPPL Controller Basic, Wall Mount, DC Powered, 4 x mV input with 12 x relay output, MODBUS RTU
| Gas Detection - Industrial | TouchPoint Plus | TPPLBDWV8D4BNNN | TPPL Controller Basic, Wall Mount, DC Powered, 8 x mV input with 24 x relay output, 4 x mA output, battery backup | 8340 | 6672
| Gas Detection - Industrial | TouchPoint Plus | TPPLBDWV8D4NNNN | TPPL Controller Basic, Wall Mount, DC Powered, 8 x mV input with 24 x relay output, 4 x mA output | 7670 | 6136
| Gas Detection - Industrial | TouchPoint Plus | TPPLBDWV8D8BNNN | TPPL Controller Basic, Wall Mount, DC Powered, 8 x mV input with 24 x relay output, 8 x mA output, battery backup | 9340 | 7472
| Gas Detection - Industrial | TouchPoint Plus | TPPLBDWV8D8NNNN | TPPL Controller Basic, Wall Mount, DC Powered, 8 x mV input with 24 x relay output, 8 x mA output | 8670 | 6936
| Gas Detection - Industrial | TouchPoint Plus | TPPLBDWV8DNBNNN | TPPL Controller Basic, Wall Mount, DC Powered, 8 x mV input with 24 x relay output, battery backup | 7520 | 6016
| Gas Detection - Industrial | TouchPoint Plus | TPPLBDWV8DNNNNN | TPPL Controller Basic, Wall Mount, DC Powered, 8 x mV input with 24 x relay output | 6850 | 5480
| Gas Detection - Industrial | TouchPoint Plus | TPPLBDWV8N8BNNN | TPPL Controller Basic, Wall Mount, DC Powered, 8 x mV input with 8 x mA output, battery backup | 7100 | 5680
| Gas Detection - Industrial | TouchPoint Plus | TPPLBDWV8N8NNNN | TPPL Controller Basic, Wall Mount, DC Powered, 8 x mV input with 8 x mA output | 6420 | 5136
| Gas Detection - Industrial | TouchPoint Plus | TPPLBDWV8NNBNNN | TPPL Controller Basic, Wall Mount, DC Powered, 8 x mV input with battery backup | 5270 | 4216
| Gas Detection - Industrial | TouchPoint Plus | TPPLBDWV8NNNNNN | TPPL Controller Basic, Wall Mount, DC Powered, 8 x mV input | 4610 | 3688
| Gas Detection - Industrial | TouchPoint Plus | TPPLBDWV8S4BNNN | TPPL Controller Basic, Wall Mount, DC Powered, 8 x mV input with 12 x relay output, 4 x mA output, battery backup | 7170 | 5736
| Gas Detection - Industrial | TouchPoint Plus | TPPLBDWV8S4NNNN | TPPL Controller Basic, Wall Mount, DC Powered, 8 x mV input with 12 x relay output, 4 x mA output | 6500 | 5200
| Gas Detection - Industrial | TouchPoint Plus | TPPLBDWV8S8BNNN | TPPL Controller Basic, Wall Mount, DC Powered, 8 x mV input with 12 x relay output, 8 x mA output, battery backup | 8170 | 6536
| Gas Detection - Industrial | TouchPoint Plus | TPPLBDWV8S8NNNN | TPPL Controller Basic, Wall Mount, DC Powered, 8 x mV input with 12 x relay output, 8 x mA output | 7520 | 6016
| Gas Detection - Industrial | TouchPoint Plus | TPPLBDWV8SNBNNN | TPPL Controller Basic, Wall Mount, DC Powered, 8 x mV input with 12 x relay output, battery backup | 6330 | 5064
| Gas Detection - Industrial | TouchPoint Plus | TPPLBDWV8SNNNNN | TPPL Controller Basic, Wall Mount, DC Powered, 8 x mV input with 12 x relay output | 5680 | 4544
New | Gas Detection - Industrial | TouchPoint Plus | TPPLEAWA4N4BNNN | TOUCHPOINT PLUS BASE EXPANSION UNIT WITH 4 X MA INPUT, 4 MA OUTPUT AND BATTERY BACK-UP | 4490 | 3592
| Gas Detection - Industrial | TouchPoint Plus | TPPLEAWA4SNNNNN | TPPL Expansion Unit, Wall Mount, AC115/220 150W, 4 x mA input with 12 x relay output | 4010 | 3208
| Gas Detection - Industrial | TouchPoint Plus | TPPLEAWA8D8BNNN | TPPL Expansion Unit, Wall Mount, AC115/220 150W, 8 x mA input with 24 x relay output, 8 x mA output with battery backup | 8740 | 6992
| Gas Detection - Industrial | TouchPoint Plus | TPPLEAWA8D8NNNN | TPPL Expansion Unit, Wall Mount, AC115/220 150W, 8 x mA input with 24 x relay output, 8 x mA output | 8090 | 6472
| Gas Detection - Industrial | TouchPoint Plus | TPPLEAWA8DNBNNN | TPPL Expansion Unit, Wall Mount, AC115/220 150W, 8 x mA input with 24 x relay output with battery backup | 6930 | 5544
| Gas Detection - Industrial | TouchPoint Plus | TPPLEAWA8DNNNNN | TPPL Expansion Unit, Wall Mount, AC115/220 150W, 8 x mA input with 24 x relay output | 6310 | 5048
| Gas Detection - Industrial | TouchPoint Plus | TPPLEAWA8N8BNNN | TPPL Expansion Unit, Wall Mount, AC115/220 150W, 8 x mA input, 8 x mA output with battery backup | 6500 | 5200
| Gas Detection - Industrial | TouchPoint Plus | TPPLEAWA8N8NNNN | TPPL Expansion Unit, Wall Mount, AC115/220 150W, 8 x mA input, 8 x mA output | 5850 | 4680
| Gas Detection - Industrial | TouchPoint Plus | TPPLEAWA8NNBNNN | TPPL Expansion Unit, Wall Mount, AC115/220 150W, 8 x mA input with battery backup | 4680 | 3744
| Gas Detection - Industrial | TouchPoint Plus | TPPLEAWA8NNNNNN | TPPL Expansion Unit, Wall Mount, AC115/220 150W, 8 x mA input | 4010 | 3208
| Gas Detection - Industrial | TouchPoint Plus | TPPLEAWA8S8BNNN | TPPL Expansion Unit, Wall Mount, AC115/220 150W, 8 x mA input with 12 x relay output, 8 x mA output with battery backup | 7590 | 6072
| Gas Detection - Industrial | TouchPoint Plus | TPPLEAWA8S8NNNN | TPPL Expansion Unit, Wall Mount, AC115/220 150W, 8 x mA input with 12 x relay output, 8 x mA output | 6930 | 5544
| Gas Detection - Industrial | TouchPoint Plus | TPPLEAWA8SNBNNN | TPPL Expansion Unit, Wall Mount, AC115/220 150W, 8 x mA input with 12 x relay output with battery backup | 5770 | 4616
| Gas Detection - Industrial | TouchPoint Plus | TPPLEAWA8SNNNNN | TPPL Expansion Unit, Wall Mount, AC115/220 150W, 8 x mA input with 12 x relay output | 5100 | 4080
| Gas Detection - Industrial | TouchPoint Plus | TPPLEAWAN | Wall Mount TPPL with AC power for Expansion unit | 2030 | 1624
Discontinued | Gas Detection - Industrial | TouchPoint Plus | TPPLEAWD8DNNNNN | TPPL Expansion Unit, Wall Mount, AC115/220 150W, 4 x mA + 4 x mV input with 24 x relay output
Discontinued | Gas Detection - Industrial | TouchPoint Plus | TPPLEAWD8SNNNNN | TPPL Expansion Unit, Wall Mount, AC115/220 150W, 4 x mA + 4 x mV input with 12 x relay output
| Gas Detection - Industrial | TouchPoint Plus | TPPLEAWDN | Wall Mount TPPL with DC power for Expansion unit | 1850 | 1480
Discontinued | Gas Detection - Industrial | TouchPoint Plus | TPPLEAWV4SNNNNN | TPPL Expansion Unit, Wall Mount, AC115/220 150W, 4 x mV input with 12 x relay output
| Gas Detection - Industrial | TouchPoint Plus | TPPLEAWV8SNNNNN | TPPL Expansion Unit, Wall Mount, AC115/220 150W, 8 x mV input with 12 x relay output | 5100 | 4080
| Gas Detection - Industrial | TouchPoint Plus | TPPLEDWA8D8BNNN | TPPL Expansion Unit, Wall Mount, DC Powered, 8 x mA input with 24 x relay output, 8 x mA output with battery backup | 8590 | 6872
| Gas Detection - Industrial | TouchPoint Plus | TPPLEDWA8D8NNNN | TPPL Expansion Unit, Wall Mount, DC Powered, 8 x mA input with 24 x relay output, 8 x mA output | 7930 | 6344
| Gas Detection - Industrial | TouchPoint Plus | TPPLEDWA8DNBNNN | TPPL Expansion Unit, Wall Mount, DC Powered, 8 x mA input with 24 x relay output with battery backup | 6750 | 5400
| Gas Detection - Industrial | TouchPoint Plus | TPPLEDWA8DNNNNN | TPPL Expansion Unit, Wall Mount, DC Powered, 8 x mA input with 24 x relay output | 6100 | 4880
| Gas Detection - Industrial | TouchPoint Plus | TPPLEDWA8N8BNNN | TPPL Expansion Unit, Wall Mount, DC Powered, 8 x mA input, 8 x mA output with battery backup | 6330 | 5064
| Gas Detection - Industrial | TouchPoint Plus | TPPLEDWA8N8NNNN | TPPL Expansion Unit, Wall Mount, DC Powered, 8 x mA input, 8 x mA output | 5680 | 4544
| Gas Detection - Industrial | TouchPoint Plus | TPPLEDWA8NNBNNN | TPPL Expansion Unit, Wall Mount, DC Powered, 8 x mA input with battery backup | 4530 | 3624
| Gas Detection - Industrial | TouchPoint Plus | TPPLEDWA8NNNNNN | TPPL Expansion Unit, Wall Mount, DC Powered, 8 x mA input | 3840 | 3072
| Gas Detection - Industrial | TouchPoint Plus | TPPLEDWA8S8BNNN | TPPL Expansion Unit, Wall Mount, DC Powered, 8 x mA input with 12 x relay output, 8 x mA output with battery backup | 7430 | 5944
| Gas Detection - Industrial | TouchPoint Plus | TPPLEDWA8S8NNNN | TPPL Expansion Unit, Wall Mount, DC Powered, 8 x mA input with 12 x relay output, 8 x mA output | 6750 | 5400
| Gas Detection - Industrial | TouchPoint Plus | TPPLEDWA8SNBNNN | TPPL Expansion Unit, Wall Mount, DC Powered, 8 x mA input with 12 x relay output with battery backup | 5600 | 4480
| Gas Detection - Industrial | TouchPoint Plus | TPPLEDWA8SNNNNN | TPPL Expansion Unit, Wall Mount, DC Powered, 8 x mA input with 12 x relay output | 4940 | 3952
| Gas Detection - Industrial | TouchPoint Plus | TPPLMACI4 | 2ch mA + 2ch mV Input module | 1110 | 888
| Gas Detection - Industrial | TouchPoint Plus | TPPLMACI8 | 4ch mA + 4ch mV Dual Input module | 2230 | 1784
| Gas Detection - Industrial | TouchPoint Plus | TPPLOGLD | Cable glandes (13 ea) | 185 | 148
| Gas Detection - Industrial | TouchPoint Plus | TPPLOGLDA | Cable glands adaptor for M20 (13 pc.) | 223 | 178.4
Discontinued | Gas Detection - Industrial | TouchPoint Plus | TPPLOIBB | Backup battery pack
| Gas Detection - Industrial | TouchPoint Plus | TPPLOMGND | Metal grounding for cable gland | 369 | 295.2
| Gas Detection - Industrial | TouchPoint Plus | TPPLOSDC | SD Card | 94.5 | 75.6
| Gas Detection - Industrial | TouchPoint Plus | TPPLOWMB | Wall Mounting Bracket | 369 | 295.2
| Gas Detection - Industrial | TouchPoint Plus | TPPLSBPM | Back Plane Module | 462 | 369.6
| Gas Detection - Industrial | TouchPoint Plus | TPPLSDPM | UI PCB Module | 1850 | 1480
| Gas Detection - Industrial | TouchPoint Plus | TPPLSIBB | Replacement Backup battery pack | 645 | 516
| Gas Detection - Industrial | TouchPoint Plus | TPPLSLTSM | LCD + Touch Screen Module | 462 | 369.6
| Gas Detection - Industrial | TouchPoint Plus | TPPLSMAAI2 | 2 X mA Input Module (1st F) | 552 | 441.6
| Gas Detection - Industrial | TouchPoint Plus | TPPLSMAAI4 | 4 X mA Input Module(1st F) | 1110 | 888
| Gas Detection - Industrial | TouchPoint Plus | TPPLSMAAI8 | 8 X mA Input Module(1st F) | 2230 | 1784
| Gas Detection - Industrial | TouchPoint Plus | TPPLSMAAO4 | 4 X mA Output Module | 1110 | 888
| Gas Detection - Industrial | TouchPoint Plus | TPPLSMACI4 | Replacement 2ch mA + 2ch mV Dual input module | 1320 | 1056
| Gas Detection - Industrial | TouchPoint Plus | TPPLSMACI8 | Replacement 4:4 Dual input module | 2660 | 2128
| Gas Detection - Industrial | TouchPoint Plus | TPPLSMAROC | 12 X Relay Output Module | 1290 | 1032
| Gas Detection - Industrial | TouchPoint Plus | TPPLSMAVI2 | 2 X mV Input Module(1st F) | 552 | 441.6
| Gas Detection - Industrial | TouchPoint Plus | TPPLSMAVI4 | 4 X mV Input Module(1st F) | 1110 | 888
| Gas Detection - Industrial | TouchPoint Plus | TPPLSMAVI8 | 8 X mV Input Module (1st F) | 2230 | 1784
| Gas Detection - Industrial | TouchPoint Plus | TPPLSMPM | Main PCB Module | 1380 | 1104
| Gas Detection - Industrial | TouchPoint Plus | TPPLSMPME | Replacement Expansion PCB Module | 1290 | 1032
| Gas Detection - Industrial | TouchPoint Plus | TPPLSSAM | SMPS Assembly Module(150W,110/220VAC) | 462 | 369.6
New | Gas Detection - Industrial | XCD | SPXCDDMFM | REPLACEMENT DISPLAY MODULE FOR FL & IR WITH MODBUS | 900 | 720
New | Gas Detection - Industrial | XCD | SPXCDULNCX | UL/CUL/INMETRO APPROVED SP XCD CARBON MONOXIDE (CO) 0-300 PPM (100 TO 1000 PPM, 100 PPM) WITH LM25, 3/4"NPT ENTRY | 1620 | 1296
New | Gas Detection - Industrial | XCD | SPXCDULNG1 | UL/CUL/INMETRO APPROVED SP XCD HYDROGEN (H2) 0-1000 PPM WITH LM25, 3/4"NPT ENTRY | 1620 | 1296
New | Gas Detection - Industrial | XCD | SPXCDULNG2 | EXPLOSION PROOF TRANSMITTER (EC), 4-20MA, 3 RELAYS, SENSEPOINT TOXIC SENSOR, HYDROGEN (H2) 0-1,000 PPM ALUMINUM ENCLOSURE, CLASS I, DIV 2 | 1850 | 1480
New | Gas Detection - Industrial | XCD | SPXCDULNHX | UL/CUL/INMETRO APPROVED SP XCD HYDROGEN SULFIDE (H2S) 0-50 PPM (10.0 TO 100.0 PPM, 1 PPM) WITH LM25, 3/4"NPT ENTRY | 1620 | 1296
New | Gas Detection - Industrial | XCD | SPXCDULNPX | UL/INMETRO APPROVED SP XCD FLAMMABLE PROPANE (CH4), ETHYLENE (C2H4), BUTANE (C4H10) & PENTANE (C5H12); IR 0-100% LEL (20 TO 100% LEL, 10% LEL) WITH LM25, 3/4"NPT ENTRY | 1810 | 1448
New | Gas Detection - Industrial | XCD | SPXCDULNRX | UL/INMETRO APPROVED SP XCD FLAMMABLE METHANE (CH4) IR 0-100% LEL (20 TO 100% LEL, 10% LEL) WITH LM25, 3/4"NPT ENTRY | 1810 | 1448
New | Gas Detection - Industrial | XCD | XCDRFDL | CCSAUS APPROVED SPXCD RFD TRANSMITTER WITH LM25, 3/4“NPT ENTRY, ALUMINUM, 705 SENSOR, AND 3 WIRE JUNCTION BOX | 1970 | 1576
New | Gas Detection - Industrial | XNX | MPD-UTCB1 | XNX MPD UL/CSA CATALYTIC BEAD SENSOR 0-100% LEL | 1005 | 804
New | Gas Detection - Industrial | XNX | XNX-UTAV-RNNNN | UL/CSA 3/4" NPT, ALUMINUM, MILLIVOLT, RELAY | 1350 | 1080
New | Gas Detection - Industrial | XNX | XNX-UTSE-RNNNN | UL/CSA 3/4" NPT, STAINLESS STEEL, ELECTROCHEMICAL, RELAY | 2070 | 1656
New | Gas Detection - Industrial | XNX | XNX-UTSI-RNNNN | UL/CSA 3/4" NPT, STAINLESS STEEL, INFRARED (OPTIMA-EXCEL), RELAY | 1620 | 1296
Discontinued | Gas Detection - Refrigerants | AirScan™ | M-600410 | DISCONTINUED
Discontinued | Gas Detection - Refrigerants | AirScan™ | M-600428 | DISCONTINUED
Discontinued | Gas Detection - Refrigerants | AirScan™ | M-600469 | DISCONTINUED
Discontinued | Gas Detection - Refrigerants | AirScan™ | M-700037 | DISCONTINUED
Discontinued | Gas Detection - Refrigerants | AirScan™ | M-700067 | DISCONTINUED
Discontinued | Gas Detection - Refrigerants | AirScan™ | M-700087 | DISCONTINUED
Discontinued | Gas Detection - Refrigerants | AirScan™ | M-700261 | DISCONTINUED
Discontinued | Gas Detection - Refrigerants | AirScan™ | M-700262 | DISCONTINUED
Discontinued | Gas Detection - Refrigerants | AirScan™ | M-700263 | DISCONTINUED
Discontinued | Gas Detection - Refrigerants | AirScan™ | M-700264 | DISCONTINUED
Discontinued | Gas Detection - Refrigerants | AirScan™ | M-700266 | DISCONTINUED
Discontinued | Gas Detection - Refrigerants | AirScan™ | M-700267 | DISCONTINUED
Discontinued | Gas Detection - Refrigerants | AirScan™ | M-700268 | DISCONTINUED
Discontinued | Gas Detection - Refrigerants | AirScan™ | M-700269 | DISCONTINUED
Discontinued | Gas Detection - Refrigerants | AirScan™ | M-700271 | DISCONTINUED
Discontinued | Gas Detection - Refrigerants | AirScan™ | M-700272 | DISCONTINUED
Discontinued | Gas Detection - Refrigerants | AirScan™ | M-700273 | DISCONTINUED
Discontinued | Gas Detection - Refrigerants | AirScan™ | M-700274 | DISCONTINUED
Discontinued | Gas Detection - Refrigerants | Calibration & Accessories | 10233-L9 | DISCONTINUED
Discontinued | Gas Detection - Refrigerants | Calibration & Accessories | 10236-L9 | DISCONTINUED
Discontinued | Gas Detection - Refrigerants | Calibration & Accessories | 10517-L9 | DISCONTINUED
Discontinued | Gas Detection - Refrigerants | Calibration & Accessories | 10518-L9 | DISCONTINUED
Discontinued | Gas Detection - Refrigerants | Calibration & Accessories | 10520-L9 | DISCONTINUED
Discontinued | Gas Detection - Refrigerants | Calibration & Accessories | 10528-L9 | DISCONTINUED
Discontinued | Gas Detection - Refrigerants | Calibration & Accessories | 10557-L9 | DISCONTINUED
Discontinued | Gas Detection - Refrigerants | Calibration & Accessories | 10558-L9 | DISCONTINUED
Discontinued | Gas Detection - Refrigerants | Calibration & Accessories | 10559-L9 | DISCONTINUED
Discontinued | Gas Detection - Refrigerants | Calibration & Accessories | 10560-L9 | DISCONTINUED
Discontinued | Gas Detection - Refrigerants | Calibration & Accessories | 10561-L9 | DISCONTINUED
Discontinued | Gas Detection - Refrigerants | Calibration & Accessories | 10562-L9 | DISCONTINUED
Discontinued | Gas Detection - Refrigerants | Calibration & Accessories | 10566-L9 | DISCONTINUED
Discontinued | Gas Detection - Refrigerants | Calibration & Accessories | 10597-L9 | DISCONTINUED
Discontinued | Gas Detection - Refrigerants | Calibration & Accessories | 10661-L9 | DISCONTINUED
Discontinued | Gas Detection - Refrigerants | Calibration & Accessories | 10687-L9 | DISCONTINUED
Discontinued | Gas Detection - Refrigerants | Calibration & Accessories | 10711-L9 | DISCONTINUED
Discontinued | Gas Detection - Refrigerants | Calibration & Accessories | 10928-L9 | DISCONTINUED
Discontinued | Gas Detection - Refrigerants | Calibration & Accessories | 10976-L9 | DISCONTINUED
Discontinued | Gas Detection - Refrigerants | Calibration & Accessories | 11083-L9 | DISCONTINUED
Discontinued | Gas Detection - Refrigerants | Calibration & Accessories | 11198-L9 | DISCONTINUED
Discontinued | Gas Detection - Refrigerants | Calibration & Accessories | 11213-L9 | DISCONTINUED
Discontinued | Gas Detection - Refrigerants | Calibration & Accessories | 11224-L9 | DISCONTINUED
Discontinued | Gas Detection - Refrigerants | Calibration & Accessories | 11252-L9 | DISCONTINUED
Discontinued | Gas Detection - Refrigerants | Calibration & Accessories | 11253-L9 | DISCONTINUED
Discontinued | Gas Detection - Refrigerants | Calibration & Accessories | 11355-L9 | DISCONTINUED
Discontinued | Gas Detection - Refrigerants | Calibration & Accessories | 11365-L9 | DISCONTINUED
Discontinued | Gas Detection - Refrigerants | Calibration & Accessories | 11389-L9 | DISCONTINUED
Discontinued | Gas Detection - Refrigerants | Calibration & Accessories | 11413-L9 | DISCONTINUED
Discontinued | Gas Detection - Refrigerants | Calibration & Accessories | GFV453 | DISCONTINUED
Discontinued | Gas Detection - Refrigerants | Calibration & Accessories | GFV454 | DISCONTINUED
Discontinued | Gas Detection - Refrigerants | Calibration & Accessories | GFV455 | DISCONTINUED
Discontinued | Gas Detection - Refrigerants | Calibration & Accessories | GFV456 | DISCONTINUED
Discontinued | Gas Detection - Refrigerants | Calibration & Accessories | GFV457 | DISCONTINUED
Discontinued | Gas Detection - Refrigerants | Calibration & Accessories | GFV458 | DISCONTINUED
Discontinued | Gas Detection - Refrigerants | Calibration & Accessories | GFV459 | DISCONTINUED
| Gas Detection - Refrigerants | HA71 8 & 16 Channel Digital Gas Controllers | HA71N4-16 | HA71 in NEMA 4X Enclosure, 16 channel, standard configuration | 16560 | 13248
| Gas Detection - Refrigerants | HA71 8 & 16 Channel Digital Gas Controllers | HA71N4-8 | HA71 in NEMA 4X Enclosure, 8 channel, standard configuration | 15380 | 12304
Discontinued | Gas Detection - Refrigerants | HA71 8 & 16 Channel Digital Gas Controllers | SVIP3710 | DISCONTINUED
Discontinued | Gas Detection - Refrigerants | Readout Modules | AA96D-DLC | DISCONTINUED
Discontinued | Gas Detection - Refrigerants | Readout Modules | AA96D-DLC-BIP | DISCONTINUED
Discontinued | Gas Detection - Refrigerants | Refrigerant Gas Detection Accessories | M-511300 | DISCONTINUED
| Gas Detection - Refrigerants | Sensepoint (Refrigerants) | 20404-0200 | Extractive Module for use with Electrochemical Sensors | 1690 | 1352
| Gas Detection - Refrigerants | Sensepoint (Refrigerants) | 20408-0114 | Pyrolyzer Module for sulfur hexaflouride (SF6) | 2900 | 2320
| Gas Detection - Refrigerants | Sensepoint (Refrigerants) | 2106B1816 | Hydrogen (H2) 0-1,000 ppm Replacement Sensor | 1140 | 912
| Gas Detection - Refrigerants | Sensepoint (Refrigerants) | 2106B2312 | (ATEX) 3/4 NPT | 950 | 760
| Gas Detection - Refrigerants | Sensepoint (Refrigerants) | 2108D0258 | Optima Plus Gassing Cover | 253 | 202.4
| Gas Detection - Refrigerants | Sensepoint (Refrigerants) | 2108D0275 | Optima Plus Deluge / Heat Shade | 198 | 158.4
| Gas Detection - Refrigerants | Sensepoint (Refrigerants) | 2108D3001 | GAS TBL METHANE 100% LEL | 0.45 | 0.4
| Gas Detection - Refrigerants | Sensepoint (Refrigerants) | 2108D3153 | Band D (100% LEL Full Scale) | 309 | 247.2
| Gas Detection - Refrigerants | Sensepoint (Refrigerants) | 2108D3170 | Methane (CH4) (100% LEL Full Scale, 4.4 LEL %v/v) | 0.25 | 0.22
| Gas Detection - Refrigerants | Sensepoint (Refrigerants) | 2108D3225 | Ethylene (C2H4) (100% LEL Full Scale, 2.7 LEL %v/v) | 0.25 | 0.22
| Gas Detection - Refrigerants | Sensepoint (Refrigerants) | 2108D3228 | Styrene (C8H8) (100% LEL Full Scale, 1.1 LEL %v/v) | 311 | 248.8
| Gas Detection - Refrigerants | Sensepoint (Refrigerants) | 2108D3240 | Ethylene (C2H4) (100% LEL Full Scale, 2.3 LEL %v/v) | 0.25 | 0.22
| Gas Detection - Refrigerants | Sensepoint (Refrigerants) | 2108N4100N | Hydrocarbon calibration, with dust barrier, weather housing, deluge/heat shade, configured as current source output | 2640 | 2112
| Gas Detection - Refrigerants | Sensepoint (Refrigerants) | 2992-0029 | CO2/Air (1% V/V), 103 L (for XNX/XCD/S3K) | 338 | 270.4
| Gas Detection - Refrigerants | Sensepoint (Refrigerants) | 9602-0205 | Satellite XT 4-20 mA/R | 3130 | 2504
| Gas Detection - Refrigerants | Sensepoint (Refrigerants) | 9602-9710 | Sulfur hexafluoride (SF6) 0 - 0.500 %v/v (For Pyrolyzer Only) | 265 | 212
| Gas Detection - Refrigerants | Sensepoint (Refrigerants) | AAY80-390 | Gas Sensor O2 4OXV | 344 | 258
| Gas Detection - Refrigerants | Sensepoint (Refrigerants) | EC-FX-NH3-HR | EC-FX Replacement NH3 Cell 0-500/1000ppm | 690 | 517.5
Discontinued | Gas Detection - Refrigerants | Sensepoint (Refrigerants) | M-501080 | Calibration cup for S301D2, 201T, 201M
| Gas Detection - Refrigerants | Sensepoint (Refrigerants) | S3KUS2 | UL/cUL approved Series 3000 MkII toxic and Oxygen (O2) transmitter, stainless steel 316 and 2 x 3/4”NPT entries | 1560 | 1248
| Gas Detection - Refrigerants | Sensepoint (Refrigerants) | SPLCC1BARCXNZZ | Sensepoint XCL Transmitter, Safe Area, IP65, CO, 4~20 mA, Relay, Charcoal | 695 | 521.25
| Gas Detection - Refrigerants | Sensepoint (Refrigerants) | SPLCC1BARWXNZZ | Sensepoint XCL Transmitter, Safe Area, IP65, CO, 4~20 mA, Relay, White | 680 | 510
| Gas Detection - Refrigerants | Sensepoint (Refrigerants) | SPLCC1BAXCXNZZ | Sensepoint XCL Transmitter, Safe Area, IP65, CO, 4~20 mA, Charcoal | 655 | 491.25
| Gas Detection - Refrigerants | Sensepoint (Refrigerants) | SPLCC1BAXWXNZZ | Sensepoint XCL Transmitter, Safe Area, IP65, CO, 4~20 mA, White | 655 | 491.25
| Gas Detection - Refrigerants | Sensepoint (Refrigerants) | SPLCC1BMRCXNZZ | Sensepoint XCL Transmitter, Safe Area, IP65, CO, Modbus, Relay, Charcoal | 770 | 577.5
| Gas Detection - Refrigerants | Sensepoint (Refrigerants) | SPLCC1BMRWXNZZ | Sensepoint XCL Transmitter, Safe Area, IP65, CO, Modbus, Relay, White | 770 | 577.5
| Gas Detection - Refrigerants | Sensepoint (Refrigerants) | SPLCC1BMXCXNZZ | Sensepoint XCL Transmitter, Safe Area, IP65, CO, Modbus, Charcoal | 720 | 540
| Gas Detection - Refrigerants | Sensepoint (Refrigerants) | SPLCC1BMXWXNZZ | Sensepoint XCL Transmitter, Safe Area, IP65, CO, Modbus, White | 730 | 547.5
| Gas Detection - Refrigerants | Sensepoint (Refrigerants) | SPLCF6BARCXNZZ | Sensepoint XCL Transmitter, Safe Area, IP65, CH4 (Cat), 4~20 mA, Relay, Charcoal | 770 | 577.5
| Gas Detection - Refrigerants | Sensepoint (Refrigerants) | SPLCF6BARWXNZZ | Sensepoint XCL Transmitter, Safe Area, IP65, CH4 (Cat), 4~20 mA, Relay, White | 770 | 577.5
| Gas Detection - Refrigerants | Sensepoint (Refrigerants) | SPLCF6BAXCXNZZ | Sensepoint XCL Transmitter, Safe Area, IP65, CH4 (Cat), 4~20 mA, Charcoal | 730 | 547.5
| Gas Detection - Refrigerants | Sensepoint (Refrigerants) | SPLCF6BAXWXNZZ | Sensepoint XCL Transmitter, Safe Area, IP65, CH4 (Cat), 4~20 mA, White | 730 | 547.5
| Gas Detection - Refrigerants | Sensepoint (Refrigerants) | SPLCF6BMRCXNZZ | Sensepoint XCL Transmitter, Safe Area, IP65, CH4 (Cat), Modbus, Relay, Charcoal | 885 | 663.75
| Gas Detection - Refrigerants | Sensepoint (Refrigerants) | SPLCF6BMRWXNZZ | Sensepoint XCL Transmitter, Safe Area, IP65, CH4 (Cat), Modbus, Relay, White | 885 | 663.75
| Gas Detection - Refrigerants | Sensepoint (Refrigerants) | SPLCF6BMXCXNZZ | Sensepoint XCL Transmitter, Safe Area, IP65, CH4 (Cat), Modbus, Charcoal | 850 | 637.5
| Gas Detection - Refrigerants | Sensepoint (Refrigerants) | SPLCF6BMXWXNZZ | Sensepoint XCL Transmitter, Safe Area, IP65, CH4 (Cat), Modbus, White | 850 | 637.5
| Gas Detection - Refrigerants | Sensepoint (Refrigerants) | SPLCG1BARCXNZZ | Sensepoint XCL Transmitter, Safe Area, IP65, H2, 4~20 mA, Relay, Charcoal | 770 | 577.5
| Gas Detection - Refrigerants | Sensepoint (Refrigerants) | SPLCG1BAXCXNZZ | Sensepoint XCL Transmitter, Safe Area, IP65, H2, 4~20 mA, Charcoal | 715 | 536.25
| Gas Detection - Refrigerants | Sensepoint (Refrigerants) | SPLCG1BAXWXNZZ | Sensepoint XCL Transmitter, Safe Area, IP65, H2, 4~20 mA, White | 730 | 547.5
| Gas Detection - Refrigerants | Sensepoint (Refrigerants) | SPLCG1BMRCXNZZ | Sensepoint XCL Transmitter, Safe Area, IP65, H2, Modbus, Relay, Charcoal | 875 | 656.25
| Gas Detection - Refrigerants | Sensepoint (Refrigerants) | SPLCG1BMXCXNZZ | Sensepoint XCL Transmitter, Safe Area, IP65, H2, Modbus, Charcoal | 850 | 637.5
| Gas Detection - Refrigerants | Sensepoint (Refrigerants) | SPLCG1BMXWXNZZ | Sensepoint XCL Transmitter, Safe Area, IP65, H2, Modbus, White | 850 | 637.5
| Gas Detection - Refrigerants | Sensepoint (Refrigerants) | SPLCN1BARCXNZZ | Sensepoint XCL Transmitter, Safe Area, IP65, NO2, 4~20 mA, Relay, Charcoal | 695 | 521.25
| Gas Detection - Refrigerants | Sensepoint (Refrigerants) | SPLCN1BMRCXNZZ | Sensepoint XCL Transmitter, Safe Area, IP65, NO2, Modbus, Relay, Charcoal | 770 | 577.5
| Gas Detection - Refrigerants | Sensepoint (Refrigerants) | SPLCO1BARCXNZZ | Sensepoint XCL Transmitter, Safe Area, IP65, O2, 4~20 mA, Relay, Charcoal | 770 | 577.5
| Gas Detection - Refrigerants | Sensepoint (Refrigerants) | SPLCO1BARWXNZZ | Sensepoint XCL Transmitter, Safe Area, IP65, O2, 4~20 mA, Relay, White | 770 | 577.5
| Gas Detection - Refrigerants | Sensepoint (Refrigerants) | SPLCO1BAXCXNZZ | Sensepoint XCL Transmitter, Safe Area, IP65, O2, 4~20 mA, Charcoal | 730 | 547.5
| Gas Detection - Refrigerants | Sensepoint (Refrigerants) | SPLCO1BAXWXNZZ | Sensepoint XCL Transmitter, Safe Area, IP65, O2, 4~20 mA, White | 770 | 577.5
| Gas Detection - Refrigerants | Sensepoint (Refrigerants) | SPLCO1BMRCXNZZ | Sensepoint XCL Transmitter, Safe Area, IP65, O2, Modbus, Relay, Charcoal | 885 | 663.75
| Gas Detection - Refrigerants | Sensepoint (Refrigerants) | SPLCO1BMRWXNZZ | Sensepoint XCL Transmitter, Safe Area, IP65, O2, Modbus, Relay, White | 885 | 663.75
| Gas Detection - Refrigerants | Sensepoint (Refrigerants) | SPLCO1BMXCXNZZ | Sensepoint XCL Transmitter, Safe Area, IP65, O2, Modbus, Charcoal | 850 | 637.5
| Gas Detection - Refrigerants | Sensepoint (Refrigerants) | SPLCO1BMXWXNZZ | Sensepoint XCL Transmitter, Safe Area, IP65, O2, Modbus, White | 850 | 637.5
| Gas Detection - Refrigerants | Sensepoint (Refrigerants) | SPLCONO2-BNDL-MA | CO/NO2 Bundle-SPXCL, 4~20mA, Charcoal | 1170 | 877.5
| Gas Detection - Refrigerants | Sensepoint (Refrigerants) | SPLCONO2-BNDL-MAR | CO/NO2 Bundle-SPXCL, 4~20mA, Relay, Charcoal | 1250 | 937.5
| Gas Detection - Refrigerants | Sensepoint (Refrigerants) | SPLCONO2-BNDL-MB | CO/NO2 Bundle-SPXCL, Modbus, Charcoal | 1300 | 975
| Gas Detection - Refrigerants | Sensepoint (Refrigerants) | SPLCONO2-BNDL-MBR | CO/NO2 Bundle-SPXCL, Modbus, Relay, Charcoal | 1390 | 1042.5
| Gas Detection - Refrigerants | Sensepoint (Refrigerants) | SPLIC1BAXYNUZZ | SPXRL-BT-cULus-CO 300ppm-mA-YEL | 1320 | 1056
| Gas Detection - Refrigerants | Sensepoint (Refrigerants) | SPLIC1BMXYNUZZ | SPXRL-BT-cULus-CO 300ppm-Modbus-YEL | 1410 | 1128
| Gas Detection - Refrigerants | Sensepoint (Refrigerants) | SPLIF6BAXYNUZZ | SPXRL-BT-cULus-CH4 100%LEL-mA-YEL | 1185 | 948
| Gas Detection - Refrigerants | Sensepoint (Refrigerants) | SPLIF6BMXYNUZZ | SPXRL-BT-cULus-CH4 100%LEL-Modbus-YEL | 1270 | 1016
| Gas Detection - Refrigerants | Sensepoint (Refrigerants) | SPLIN1BAXYNUZZ | SPXRL-BT-cULus-NO2 20.0ppm-mA-YEL | 1390 | 1112
| Gas Detection - Refrigerants | Sensepoint (Refrigerants) | SPLIN1BMXYNUZZ | SPXRL-BT-cULus-NO2 20.0ppm-Modbus-YEL (Available Q4 2017) | 1480 | 1184
| Gas Detection - Refrigerants | Sensepoint (Refrigerants) | SPLIO1BAXYNUZZ | SPXRL-BT-cULus-O2 25.0%VOL-mA-YEL | 1320 | 1056
| Gas Detection - Refrigerants | Sensepoint (Refrigerants) | SPLIO1BMXYNUZZ | SPXRL-BT-cULus-O2 25.0%VOL-Modbus-YEL | 1410 | 1128
| Gas Detection - Refrigerants | Sensepoint (Refrigerants) | SPXCDALMB2 | XCD Gas Detector, 4 to 20 mA output, ATEX/IECEx/Asian approvals, 2 x M20 entries, painted LM25, includes infrared carbon dioxide sensor cartridge 0 to 5.0% v/v, includes nylon weather protection | 1940 | 1552
| Gas Detection - Refrigerants | Sensepoint (Refrigerants) | SPXCDALMB2M | XCD Gas Detector, 4 to 20 mA and Modbus output, ATEX/IECEx/Asian approvals, 2 x M20 entries, painted LM25, includes infrared carbon dioxide sensor cartridge 0 to 5.0% v/v, includes nylon weather protection | 2190 | 1752
| Gas Detection - Refrigerants | Sensepoint (Refrigerants) | SPXCDALMRFD | ATEX/IECEX & AP approved SP XCD RFD Transmitter with LM25 | 1340 | 1072
| Gas Detection - Refrigerants | Sensepoint (Refrigerants) | SPXCDASMB2 | XCD Gas Detector, 4 to 20 mA output, ATEX/IECEx/Asian approvals, 2 x M20 entries, painted 316SS, includes infrared carbon dioxide sensor cartridge 0 to 5.0% v/v, includes nylon weather protection | 2280 | 1824
| Gas Detection - Refrigerants | Sensepoint (Refrigerants) | SPXCDASMB2M | XCD Gas Detector, 4 to 20 mA and Modbus output, ATEX/IECEx/Asian approvals, 2 x M20 entries, painted 316SS, includes infrared carbon dioxide sensor cartridge 0 to 5.0% v/v, includes nylon weather protection | 2550 | 2040
| Gas Detection - Refrigerants | Sensepoint (Refrigerants) | SPXCDULNA2 | Explosion Proof Transmitter (EC), 4-20mA, 3 Relays, Sensepoint Toxic Sensor, Ammonia (NH3) 0-50 ppm Aluminum Enclosure, Class I, Div 2 | 1850 | 1480
| Gas Detection - Refrigerants | Sensepoint (Refrigerants) | SPXCDULNB2 | XCD Gas Detector, 4 to 20 mA output, UL/c-UL/INMETRO, 2 x 3/4" NPT entries, painted LM25, includes infrared carbon dioxide sensor cartridge 0 to 5.0% v/v, includes nylon weather protection | 1940 | 1552
| Gas Detection - Refrigerants | Sensepoint (Refrigerants) | SPXCDULNB2M | XCD Gas Detector, 4 to 20 mA and Modbus output, UL/c-UL/INMETRO, 2 x 3/4" NPT entries, painted LM25, includes infrared carbon dioxide sensor cartridge 0 to 5.0% v/v, includes nylon weather protection | 2190 | 1752
| Gas Detection - Refrigerants | Sensepoint (Refrigerants) | SPXCDULND2 | Explosion Proof Transmitter (EC), 4-20mA, 3 Relays, Sensepoint Toxic Sensor, Nitric oxide (NO) 0-100 ppm Aluminum Enclosure, Class I, Div 2 | 1850 | 1480
| Gas Detection - Refrigerants | Sensepoint (Refrigerants) | SPXCDULNFX | Combustible (CH4) explosion proof transmitter (Cat Bead), 4-20 mA, 3 relays, Modbus, 0-100% aluminum enclosure | 1690 | 1352
| Gas Detection - Refrigerants | Sensepoint (Refrigerants) | SPXCDULNS2 | Explosion Proof Transmitter (EC), 4-20mA, 3 Relays, Sensepoint Toxic Sensor, Sulfur dioxide (SO2) 0-15 ppm Aluminum Enclosure, Class I, Div 2 | 1850 | 1480
| Gas Detection - Refrigerants | Sensepoint (Refrigerants) | SPXCDULNTXFM | Sensepoint XCD Flam and IR transmitter ONLY (no sensor) for UL, LM25 | 1290 | 1032
| Gas Detection - Refrigerants | Sensepoint (Refrigerants) | SPXCDUSNB2 | XCD Gas Detector, 4 to 20 mA output, UL/c-UL/INMETRO, 2 x 3/4" NPT entries, painted 316SS, includes infrared carbon dioxide sensor cartridge 0 to 5.0% v/v, includes nylon weather protection | 2280 | 1824
| Gas Detection - Refrigerants | Sensepoint (Refrigerants) | SPXCDUSNB2M | XCD Gas Detector, 4 to 20 mA and Modbus output, UL/c-UL/INMETRO, 2 x 3/4" NPT entries, painted 316SS, includes infrared carbon dioxide sensor cartridge 0 to 5.0% v/v, includes nylon weather protection | 2550 | 2040
| Gas Detection - Refrigerants | Sensepoint (Refrigerants) | SPXCDXSB2SS | Carbon Dioxide IR 0-5.00% v/v only | 1045 | 836
| Gas Detection - Refrigerants | Sensepoint (Refrigerants) | SPXCLCAL | SPXCL CAL/Flow Cap | 38.5 | 28.87
| Gas Detection - Refrigerants | Sensepoint (Refrigerants) | SPXCLRGP | SPXCL Gassing Port | 23 | 17.25
| Gas Detection - Refrigerants | Sensepoint (Refrigerants) | SPXCLRLC1SS | SPXCL/XRL-Spare Cell-CO | 186 | 139.5
| Gas Detection - Refrigerants | Sensepoint (Refrigerants) | SPXCLRLG1SS | SPXCL/XRL-Spare Cell-H2 | 278 | 208.5
| Gas Detection - Refrigerants | Sensepoint (Refrigerants) | SPXCLRLH1SS | Sensepoint XCL/XRL Replacement Sensor - H2S (Low and High Range) | 377 | 301.6
| Gas Detection - Refrigerants | Sensepoint (Refrigerants) | SPXCLRLN1SS | SPXCL/XRL-Spare Cell-NO2 | 186 | 139.5
| Gas Detection - Refrigerants | Sensepoint (Refrigerants) | SPXCLZZF6SS | SPXCL-Spare Cell-FLM CAT | 278 | 208.5
| Gas Detection - Refrigerants | Sensepoint (Refrigerants) | SPXCLZZO1SS | SPXCL-Spare Cell-O2 | 278 | 208.5
| Gas Detection - Refrigerants | Sensepoint (Refrigerants) | SPXRLCAL | SPXRL-Calibration Cap | 111 | 88.8
| Gas Detection - Refrigerants | Sensepoint (Refrigerants) | SPXRLDMK | SPXRL-Duct Mount Kit | 327 | 261.6
| Gas Detection - Refrigerants | Sensepoint (Refrigerants) | SPXRLFLW | SPXRL-Flow Housing | 154 | 123.2
| Gas Detection - Refrigerants | Sensepoint (Refrigerants) | SPXZZRLF6SS | SPXRL-Replacement Sensor-Cat | 450 | 360
| Gas Detection - Refrigerants | Sensepoint (Refrigerants) | XNXXSA1SS | Ammonia (NH3) 0-200 ppm (50 to 200 ppm, 50 ppm) | 1075 | 860
Discontinued | In-Building MNS (Alertus) | Activation Software (UI) and System Server Software | ADN-X-500 | Alertus Desktop Notification (per computer up to 10,000)
Discontinued | In-Building MNS (Alertus) | Activation Software (UI) and System Server Software | ALR-SM-AS | Social Media Monitoring - Annual Subscription
Discontinued | In-Building MNS (Alertus) | Activation Software (UI) and System Server Software | ALR-SM-OTS | Social Media Monitoring - one-time setup
Discontinued | In-Building MNS (Alertus) | Activation Software (UI) and System Server Software | ALR-SM-UL | Social Media Monitoring - user license
Discontinued | In-Building MNS (Alertus) | Activation Software (UI) and System Server Software | ANS-I | Alertus Notification System - Institutional
Discontinued | In-Building MNS (Alertus) | Activation Software (UI) and System Server Software | ANS-L | Alertus Notification System - Large
Discontinued | In-Building MNS (Alertus) | Activation Software (UI) and System Server Software | ANS-M | Alertus Notification System - Midsize/Standard
Discontinued | In-Building MNS (Alertus) | Activation Software (UI) and System Server Software | ANS-S | Alertus Notification System - Small
Discontinued | In-Building MNS (Alertus) | Activation Software (UI) and System Server Software | FACP-DRMNS-I | Integrated Distributed Recipient/Outcall Provider (DRMNS) Activation of FACP System & Endpoints; Annual Fee
Discontinued | In-Building MNS (Alertus) | Activation Software (UI) and System Server Software | FACP-DRMNS-O | FACP Outbound Notifications to Distribution Recipient (DRMNS) Provider Groups; Annual Fee
Discontinued | In-Building MNS (Alertus) | Alertus Hardware | AAB-A | Alert Beacon - Power Supply AC
Discontinued | In-Building MNS (Alertus) | Alertus Hardware | AAB-AP | POE INJECTOR - SINGLE PORT
Discontinued | In-Building MNS (Alertus) | Alertus Hardware | AAB-B | Rechargable Battery Set
Discontinued | In-Building MNS (Alertus) | Alertus Hardware | AAB-C | Alert Beacon Wireguard Cage
Discontinued | In-Building MNS (Alertus) | Alertus Hardware | AAB-E | Alert Beacon - Ethernet/PoE
Discontinued | In-Building MNS (Alertus) | Alertus Hardware | AAB-F | Alert Beacon - Ethernet/PoE + Wireless FM
Discontinued | In-Building MNS (Alertus) | Alertus Hardware | AAB-I | Alert Beacon - Ethernet/PoE + Intercom Push-to- Talk
Discontinued | In-Building MNS (Alertus) | Alertus Hardware | AAB-M | LED Marquee (connects to Alert Beacon)
Discontinued | In-Building MNS (Alertus) | Alertus Hardware | AAB-MBP | Alert Beacon Flush Mount Bracket
Discontinued | In-Building MNS (Alertus) | Alertus Hardware | AAB-N | Alert Beacon Panic Button
Discontinued | In-Building MNS (Alertus) | Alertus Hardware | AAB-O | Alert Beacon Outdoor Enclosure
Discontinued | In-Building MNS (Alertus) | Alertus Hardware | AAB-P | Alert Beacon - Paging
Discontinued | In-Building MNS (Alertus) | Alertus Hardware | AAB-S | Alert Beacon Surface Mount Bracket (Deep Profile)
Discontinued | In-Building MNS (Alertus) | Alertus Hardware | AAB-SS | SIGNALING STROBE - HIGH DECIBEL WITH AMBER STROBE
Discontinued | In-Building MNS (Alertus) | Alertus Hardware | AVN-IPS | IP Speaker
Discontinued | In-Building MNS (Alertus) | Alertus Hardware | ECS-B | USB Panic Button
Discontinued | In-Building MNS (Alertus) | Alertus Hardware | ECS-S1 | Strobe with Power Supply - High Intensity LED
Discontinued | In-Building MNS (Alertus) | Alertus Hardware | ECS-S2 | Strobe - High Intensity LED
Discontinued | In-Building MNS (Alertus) | Alertus Hardware | MNS-IPR | IP Relay
Discontinued | In-Building MNS (Alertus) | Alertus VOIP | MNS-SIP | VOIP Notification - SIP Annunciator (includes all related hardware)
Discontinued | In-Building MNS (Alertus) | Alertus VOIP | MNS-V | VOIP Notification - Cisco - Price is Per License; Minimum of 1,000 Lisences Required
Discontinued | In-Building MNS (Alertus) | Call Station | ECS-C | Two-Way Alerting and Emergency Call Station - Indoor/Outdoor
Discontinued | In-Building MNS (Alertus) | Demo Equipment | AAB-D | Alert Beacon - Demo Unit
Discontinued | In-Building MNS (Alertus) | Demo Equipment | ANS-D | Alertus Mass Notification System - Full Demo System; Includes Display Fixture for Showroom and Tradeshows
Discontinued | In-Building MNS (Alertus) | Enhanced System Features License and Annual support | ENS-I | Enhanced Notification Service & Support - Instiutional
Discontinued | In-Building MNS (Alertus) | Enhanced System Features License and Annual support | ENS-L | Enhanced Notification Service & Support - Large
Discontinued | In-Building MNS (Alertus) | Enhanced System Features License and Annual support | ENS-M | Enhanced Notification Service & Support - Midsize/Standard
Discontinued | In-Building MNS (Alertus) | Enhanced System Features License and Annual support | ENS-S | Enhanced Notification Service & Support - Small
Discontinued | In-Building MNS (Alertus) | Grant Eligible Entities Pricing | AAB-G | Alert Beacon for Grant Eligible Entities ONLY (PLEASE CONTACT ALERTUS FOR APPROVAL)
Discontinued | In-Building MNS (Alertus) | High Power Speaker Array (HPSA) - Giant Voice | MNS-150SPK | 150 Watt Speaker Horn, Aluminum with audio driver
Discontinued | In-Building MNS (Alertus) | High Power Speaker Array (HPSA) - Giant Voice | MNS-15W100V | 15 Watt Speaker @ 100 Volts. Outdoor rated
Discontinued | In-Building MNS (Alertus) | High Power Speaker Array (HPSA) - Giant Voice | MNS-ANTUHFVHF | MNS Antenna UHF/UVF
Discontinued | In-Building MNS (Alertus) | High Power Speaker Array (HPSA) - Giant Voice | MNS-APX 6500 Radio | MNS-APX 6500 Radio
Discontinued | In-Building MNS (Alertus) | High Power Speaker Array (HPSA) - Giant Voice | MNS-BATT12V75A | HPSA Battery 12V75A
Discontinued | In-Building MNS (Alertus) | High Power Speaker Array (HPSA) - Giant Voice | MNS-COAX | MNS Coaxial Cable
Discontinued | In-Building MNS (Alertus) | High Power Speaker Array (HPSA) - Giant Voice | MNS-CONTROL | Mass Notification Control
Discontinued | In-Building MNS (Alertus) | High Power Speaker Array (HPSA) - Giant Voice | MNS-DMB | Digitized message and advanced communication, includes pre-recorded messages
Discontinued | In-Building MNS (Alertus) | High Power Speaker Array (HPSA) - Giant Voice | MNS-ENC | MNS Encoder
Discontinued | In-Building MNS (Alertus) | High Power Speaker Array (HPSA) - Giant Voice | MNS-ENC-CAP | Upgrade of encoder firmware to post and accept a Common Alerting Protocol "CAP" feed
Discontinued | In-Building MNS (Alertus) | High Power Speaker Array (HPSA) - Giant Voice | MNS-FIELD INSPECT | CSA Field Inspection
Discontinued | In-Building MNS (Alertus) | High Power Speaker Array (HPSA) - Giant Voice | MNS-HPS100 | Outdoor Self-Amplified High Power Speaker - 100 Watts Self Amplified
Discontinued | In-Building MNS (Alertus) | High Power Speaker Array (HPSA) - Giant Voice | MNS-HPSA | Outdoor Self-Amplified High Power Speaker Array (Two High Powered Amplified Speakers for 360 degree coverage Includes: control cabinet, basic roof mount and basic lightning protection)
Discontinued | In-Building MNS (Alertus) | High Power Speaker Array (HPSA) - Giant Voice | MNS-HPSA PHONE ACT | Dial and Call PA HPSA
Discontinued | In-Building MNS (Alertus) | High Power Speaker Array (HPSA) - Giant Voice | MNS-HPSA PM | MNS Pole Mount
Discontinued | In-Building MNS (Alertus) | High Power Speaker Array (HPSA) - Giant Voice | MNS-HPSA1200 | Outdoor High Power Speaker Array - 1200 Watts
Discontinued | In-Building MNS (Alertus) | High Power Speaker Array (HPSA) - Giant Voice | MNS-HPSA2400 | Outdoor High Power Speaker Array - 2400 Watts
Discontinued | In-Building MNS (Alertus) | High Power Speaker Array (HPSA) - Giant Voice | MNS-HPSA300 | Outdoor High Power Speaker Array - 300 Watts
Discontinued | In-Building MNS (Alertus) | High Power Speaker Array (HPSA) - Giant Voice | MNS-HPSA600 | Outdoor High Power Speaker Array - 600 Watts
Discontinued | In-Building MNS (Alertus) | High Power Speaker Array (HPSA) - Giant Voice | MNS-HPSA900 | Outdoor High Power Speaker Array - 900 Watts
Discontinued | In-Building MNS (Alertus) | High Power Speaker Array (HPSA) - Giant Voice | MNS-HPSA-QC | HPSA Q.C. Inspection and Startup
Discontinued | In-Building MNS (Alertus) | High Power Speaker Array (HPSA) - Giant Voice | MNS-INTELIGIBILITY | Intelligibility Study
Discontinued | In-Building MNS (Alertus) | High Power Speaker Array (HPSA) - Giant Voice | MNS-ISU | Indoor Sound Unit (ISU), x2 150 Watt Amps, 100 Volt Step up Transformer, 12 volt charger, 12 volt battery, line level audio input, GPIO inputs. NEMA box
Discontinued | In-Building MNS (Alertus) | High Power Speaker Array (HPSA) - Giant Voice | MNS-O | Outdoor Self-Amplified High Power Speaker (Single Self Amplified Outdoor Speaker. Includes: basic roof mount and basic lightning protection)
Discontinued | In-Building MNS (Alertus) | High Power Speaker Array (HPSA) - Giant Voice | MNS-PC | Computer Station
Discontinued | In-Building MNS (Alertus) | High Power Speaker Array (HPSA) - Giant Voice | MNS-PM | MNS Project Management
Discontinued | In-Building MNS (Alertus) | High Power Speaker Array (HPSA) - Giant Voice | MNS-PRINT | Color Printer
Discontinued | In-Building MNS (Alertus) | High Power Speaker Array (HPSA) - Giant Voice | MNS-ROOF MTSEISMIC | MNS-Roof MountSeismic
Discontinued | In-Building MNS (Alertus) | High Power Speaker Array (HPSA) - Giant Voice | MNS-RTU | MNS Remote Terminal Unit
Discontinued | In-Building MNS (Alertus) | High Power Speaker Array (HPSA) - Giant Voice | MNS-Solar Panel | Solar Panel
Discontinued | In-Building MNS (Alertus) | High Power Speaker Array (HPSA) - Giant Voice | MNS-TL | Travel and Living for HPSA Implementation (Continental United States) for up to one business week. Includes flight, rental car, food. Additional costs may apply if a special truck is required.
Discontinued | In-Building MNS (Alertus) | High Power Speaker Array (HPSA) - Giant Voice | MNS-U/V MA | MNS Radio UHF/UVF
Discontinued | In-Building MNS (Alertus) | Professional Services | PRO-E1 | Eight (8) hours of Alertus Professional Services
Discontinued | In-Building MNS (Alertus) | Professional Services | PRO-T | Travel to Customer Location
Discontinued | In-Building MNS (Alertus) | Text-to-Speech (TTS) | AAB-H | Text-To-Speech Outdoor Self-Amplified Speaker (Requires Alert Beacon)
Discontinued | In-Building MNS (Alertus) | Text-to-Speech (TTS) | AAB-HS | Outdoor Self-Amplified Speaker (supplemental speaker for AAB-H)
Discontinued | In-Building MNS (Alertus) | Text-to-Speech (TTS) | AAB-T | Text-To-Speech Indoor Self-Amplified Speaker (Requires Alert Beacon)
Discontinued | In-Building MNS (Alertus) | Text-to-Speech (TTS) | ECS-FA | FACP Interface - Basic
Discontinued | In-Building MNS (Alertus) | Text-to-Speech (TTS) | ECS-FE | FACP Interface - Full Event Monitoring
Discontinued | In-Building MNS (Alertus) | Text-to-Speech (TTS) | ECS-P | Text-To-Speech Voice Fire/PA/Giant Voice Interface (includes Alert Beacon)
Discontinued | In-Building MNS (Alertus) | Text-to-Speech (TTS) | ECS-R | Text-To-Speech Two-Way Radios Interface (includes Alert Beacon) - additional hardware may be required
Discontinued | In-Building MNS (Alertus) | Text-to-Speech (TTS) | MNS-T | Indoor Self-Amplified Speaker (supplemental speaker for AAB-T)
| In-Building MNS (UNP) | Unified Notification | 011145F | UNP Bi-Directional Paging Relay for Analog System Connectivity | 1680 | 890.4
| In-Building MNS (UNP) | Unified Notification | UNP-BNDLADD-25 | UNP LICENSE ADDITIONAL BUNDLE 25 IP, DESKTOP, MOBILE ENDPOINTS (SKU ORDER QTY 1-7) | 605 | 272.25
| In-Building MNS (UNP) | Unified Notification | UNP-BNDLADD-25 | UNP LICENSE ADDITIONAL BUNDLE 25 IP, DESKTOP, MOBILE ENDPOINTS (SKU ORDER QTY 8-17) | 585 | 263.25
| In-Building MNS (UNP) | Unified Notification | UNP-BNDLADD-25 | UNP LICENSE ADDITIONAL BUNDLE 25 IP, DESKTOP, MOBILE ENDPOINTS (SKU ORDER QTY 18-37) | 575 | 258.75
| In-Building MNS (UNP) | Unified Notification | UNP-BNDLADD-25 | UNP LICENSE ADDITIONAL BUNDLE 25 IP, DESKTOP, MOBILE ENDPOINTS (SKU ORDER QTY 38-97) | 565 | 254.25
| In-Building MNS (UNP) | Unified Notification | UNP-BNDLADD-25 | UNP LICENSE ADDITIONAL BUNDLE 25 IP, DESKTOP, MOBILE ENDPOINTS (SKU ORDER QTY 98+) | 555 | 249.75
| In-Building MNS (UNP) | Unified Notification | UNP-BNDLBASE-50 | UNP BASE BUNDLE LICENSE 50 IP, DESKTOP, MOBILE ENDPOINTS | 1470 | 779.1
| In-Building MNS (UNP) | Unified Notification | UNP-IPADD-25 | UNP LICENSE ADDITIONAL 25 MOBILE ENDPOINTS (SKU ORDER QTY 98+) | 540 | 243
| In-Building MNS (UNP) | Unified Notification | UNP-IPADD-25 | UNP LICENSE ADDITIONAL 25 MOBILE ENDPOINTS (SKU ORDER QTY 38-97) | 550 | 247.5
| In-Building MNS (UNP) | Unified Notification | UNP-IPADD-25 | UNP LICENSE ADDITIONAL 25 MOBILE ENDPOINTS (SKU ORDER QTY 18-37) | 560 | 252
| In-Building MNS (UNP) | Unified Notification | UNP-IPADD-25 | UNP LICENSE ADDITIONAL 25 MOBILE ENDPOINTS (SKU ORDER QTY 8-17) | 570 | 256.5
| In-Building MNS (UNP) | Unified Notification | UNP-IPADD-25 | UNP LICENSE ADDITIONAL 25 MOBILE ENDPOINTS (SKU ORDER QTY 1-7) | 590 | 265.5
| In-Building MNS (UNP) | Unified Notification | UNP-IPBASE-50 | UNP BASE LICENSE 50 IP ENDPOINTS | 1160 | 614.8
| In-Building MNS (UNP) | Unified Notification | UNP-MOBADD-25 | UNP HIGH AVAILABILITY LICENSE ADDITIONAL 25 MOBILE ENDPOINTS (SKU ORDER QTY 98+) | 247 | 111.15
| In-Building MNS (UNP) | Unified Notification | UNP-MOBADD-25 | UNP HIGH AVAILABILITY LICENSE ADDITIONAL 25 MOBILE ENDPOINTS (SKU ORDER QTY 38-97) | 252 | 113.4
| In-Building MNS (UNP) | Unified Notification | UNP-MOBADD-25 | UNP HIGH AVAILABILITY LICENSE ADDITIONAL 25 MOBILE ENDPOINTS (SKU ORDER QTY 18-37) | 257 | 115.65
| In-Building MNS (UNP) | Unified Notification | UNP-MOBADD-25 | UNP HIGH AVAILABILITY LICENSE ADDITIONAL 25 MOBILE ENDPOINTS (SKU ORDER QTY 8-17) | 262 | 117.9
| In-Building MNS (UNP) | Unified Notification | UNP-MOBADD-25 | UNP HIGH AVAILABILITY LICENSE ADDITIONAL 25 MOBILE ENDPOINTS (SKU ORDER QTY 1-7) | 272 | 122.4
| In-Building MNS (UNP) | Unified Notification | UNP-MOBBASE-50 | UNP BASE LICENSE 50 MOBILE ENDPOINTS | 543 | 287.79
| In-Building MNS (UNP) | Unified Notification | UNP-SLEDADD-25 | UNP SLED LICENSE ADDITIONAL BUNDLE 25 IP, DESKTOP, MOBILE ENDPOINTS (SKU ORDER QTY 98+) | 530 | 238.5
| In-Building MNS (UNP) | Unified Notification | UNP-SLEDADD-25 | UNP SLED LICENSE ADDITIONAL BUNDLE 25 IP, DESKTOP, MOBILE ENDPOINTS (SKU ORDER QTY 38-97) | 540 | 243
| In-Building MNS (UNP) | Unified Notification | UNP-SLEDADD-25 | UNP SLED LICENSE ADDITIONAL BUNDLE 25 IP, DESKTOP, MOBILE ENDPOINTS (SKU ORDER QTY 18-37) | 550 | 247.5
| In-Building MNS (UNP) | Unified Notification | UNP-SLEDADD-25 | UNP SLED LICENSE ADDITIONAL BUNDLE 25 IP, DESKTOP, MOBILE ENDPOINTS (SKU ORDER QTY 8-17) | 560 | 252
| In-Building MNS (UNP) | Unified Notification | UNP-SLEDADD-25 | UNP SLED LICENSE ADDITIONAL BUNDLE 25 IP, DESKTOP, MOBILE ENDPOINTS (SKU ORDER QTY 1-7) | 580 | 261
| In-Building MNS (UNP) | Unified Notification | UNP-SLEDBASE-50 | UNP SLED BASE BUNDLE LICENSE 50 IP, DESKTOP, MOBILE ENDPOINTS | 1390 | 736.7
| Industrial Fixed Systems | Fire Sentry Flame Detectors | 2029-INTERFACE-KIT | INTERFACE KIT FOR SS4 DETECTOR, WITH UNIVERSAL CHARGER | 1205 | 964
| Industrial Fixed Systems | Fire Sentry Flame Detectors | BP-1 | BACKPLANE FOR 1 CARD CONTROLLER | 680 | 544
| Industrial Fixed Systems | Fire Sentry Flame Detectors | FS10-R30 | COPPER-FREE ALUMINUM HOUSING INCL ALERT / FIRE EARLY WARNING RELAY, 30 FT SENSITIVITY (LATCHING ALERT & ALARM RELAYS | 3730 | 2984
| Industrial Fixed Systems | Fire Sentry Flame Detectors | FS10-RN45-SS | 316 STAINLESS STEEL HOUSING 45 FT SENSITIVITY (NON-LATCHING ALARM RELAYS) | 4380 | 3504
| Industrial Fixed Systems | Fire Sentry Flame Detectors | FS20X-211-21-2 | DUAL IR/UV COPPER-FREE ALUMINUM ENCL. WITH (2) ¾” NPT ENTRIES, FM, CFM FOR CLASS I, DIVISION 1, GROUPS A, B, C, D; CLASS II, DIVISION 1, GROUPS E, F, G; CLASS III | 4110 | 3699
| Industrial Fixed Systems | Fire Sentry Flame Detectors | FS20X-211-22-2 | DUAL IR/UV STAINLESS STEEL ENCL. WITH (2) ¾”NPT ENTRIES, FM, CFM FOR CLASS I, DIVISION 1, GROUPS A, B, C, D; CLASS II, DIVISION 1, GROUPS E, F, G; CLASS III | 5010 | 4008
| Industrial Fixed Systems | Fire Sentry Flame Detectors | FS20X-211-24-3 | DUAL IR/UV STAINLESS STEEL ENCL. WITH (2) M25 ENTRIES, FM, CFM, ATEX, IECEX FOR CLASS I, ZONE 1 | 5050 | 4040
Discontinued | Industrial Fixed Systems | Fire Sentry Flame Detectors | FS24X-211-21-1 | QUADBAND™ IR3+ DETECTOR, COPPER-FREE ALUMINUM ENCL., (2) ¾”NPT ENTRIES FM & ATEX APPROVED
Discontinued | Industrial Fixed Systems | Fire Sentry Flame Detectors | FS24X-211-22-1 | QUADBAND™ IR3+ DETECTOR, 316 STAINLESS STEEL ENCL., (2) ¾” NPT ENTRIES FM & ATEX APPROVED
Discontinued | Industrial Fixed Systems | Fire Sentry Flame Detectors | FS24X-211-23-1 | QUADBAND™ IR3+ DETECTOR, COPPER-FREE ALUMINUM ENCL., (2) M25 ENTRIES FM & ATEX APPROVED
Discontinued | Industrial Fixed Systems | Fire Sentry Flame Detectors | FS24X-211-24-1 | QUADBAND™ IR3+ DETECTOR, 316 STAINLESS STEEL ENCL. (2) M25 ENTRIES FM & ATEX APPROVED
Discontinued | Industrial Fixed Systems | Fire Sentry Flame Detectors | FS24X-911-21-1 | QUADBAND™ IR3+ DETECTOR, COPPER-FREE ALUMINUM ENCL., (2) ¾”NPT ENTRIES FM & ATEX APPROVED
Discontinued | Industrial Fixed Systems | Fire Sentry Flame Detectors | FS24X-911-22-1 | QUADBAND™ IR3+ DETECTOR, 316 STAINLESS STEEL ENCL., (2) ¾” NPT ENTRIES FM & ATEX APPROVED
Discontinued | Industrial Fixed Systems | Fire Sentry Flame Detectors | FS-846-B | TEST LAMP BATTERY OPERATED FOR TESTING FS10 FIRE DETECTORS UP TO 10 FT
| Industrial Fixed Systems | Fire Sentry Flame Detectors | FSL100-IR3 | IR3 FLAME DETECTOR RED | 3110 | 2488
| Industrial Fixed Systems | Fire Sentry Flame Detectors | FSL100-IR3-W | IR3 FLAME DETECTOR WHITE | 3110 | 2488
| Industrial Fixed Systems | Fire Sentry Flame Detectors | FSL100-SM21 | FLS100 OPTIONAL SWIVEL MOUNT | 266 | 212.8
| Industrial Fixed Systems | Fire Sentry Flame Detectors | FSL100-TL | FSL100 TEST LAMP, INCL UNIVERSAL CHARGER AND CARRYING CASE; NON EX | 1900 | 1520
| Industrial Fixed Systems | Fire Sentry Flame Detectors | FSL100-TLBT | 12VDC BATTERY FOR FSL100-TL TEST LAMP | 517 | 413.6
| Industrial Fixed Systems | Fire Sentry Flame Detectors | FSL100-TLBU | H3 LIGHT BULB FOR FSL100-TL TEST LAMP | 272 | 217.6
| Industrial Fixed Systems | Fire Sentry Flame Detectors | FSL100-TLX | FSL100 TEST LAMP, INCL CARRYING CASE, INTRINSICALLY SAFE (PENDING*) | 2620 | 2096
| Industrial Fixed Systems | Fire Sentry Flame Detectors | FSL100-UV | UV FLAME DETECTOR RED | 2620 | 2096
| Industrial Fixed Systems | Fire Sentry Flame Detectors | FSL100-UVIR | UVIR FLAME DETECTOR RED | 2880 | 2304
| Industrial Fixed Systems | Fire Sentry Flame Detectors | FSL100-UVIR-W | UVIR FLAME DETECTOR WHITE | 2880 | 2304
| Industrial Fixed Systems | Fire Sentry Flame Detectors | FSL100-UV-W | UV FLAME DETECTOR WHITE | 2620 | 2096
| Industrial Fixed Systems | Fire Sentry Flame Detectors | FT-2145 | UV/IR TEST LAMP WITH UNIVERSAL CHARGER (FM & ATEX APPROVAL) | 5400 | 4320
| Industrial Fixed Systems | Fire Sentry Flame Detectors | MA420-4 | 0-20 MA MODULE FOR SS4 DETECTORS NEW VERSION (FACTORY INSTALLED) | 357 | 285.6
| Industrial Fixed Systems | Fire Sentry Flame Detectors | PSU-12 | UNIVERSAL CHARGER FOR FIRE SENTRY TEST LAMPS AND INTERFACE KITS. FOR 110-240 VAC WITH INTERNATIONAL PLUGS | 221 | 176.8
| Industrial Fixed Systems | Fire Sentry Flame Detectors | RS-232 CABLE | RS232 CABLE FS7-130-SX/SD-2175 OPTN1-2 | 67.5 | 60.75
| Industrial Fixed Systems | Fire Sentry Flame Detectors | SM4 | STAINLESS STEEL SWIVEL MOUNTING ASSEMBLY FOR FS24X, FS18X, SS4, SS2 DETECTORS | 310 | 279
Discontinued | Industrial Fixed Systems | Fire Sentry Flame Detectors | SS2-AM | DISCONTINUED
Discontinued | Industrial Fixed Systems | Fire Sentry Flame Detectors | SS4-A2 | ALUMINUM UV/IR, FM, HYDROCARBON FIRES, NON LATCHING ALARM LED, FM, CFM, CSFM FOR CLASS I, DIV. 1 GROUPS B,C & D (2) 3/4 NPT
Discontinued | Industrial Fixed Systems | Fire Sentry Flame Detectors | SS4-A2-C-E | ALUMINUM UV/IR, ATEX, HYDROCARBON FIRES, NON LATCHING ALARM LED, FM, CFM, ATEX, IECEX FOR ZONE 1 (2) M25
Discontinued | Industrial Fixed Systems | Fire Sentry Flame Detectors | SS4-A2-CSS-E | STAINLESS STEEL UV/IR, ATEX, HYDROCARBON FIRES, NON LATCHING ALRM LED, FM, CFM, ATEX, IECEX FOR ZONE 1 (2) M25
Discontinued | Industrial Fixed Systems | Fire Sentry Flame Detectors | SS4-AS2-C-E | ALUMINUM UV/IR, ATEX, HYDROGEN & NON-HYDROCARBON FIRES, NON LATCHING ALARM LED, FM, CFM, CSFM FOR CLASS I, DIV 1 GROUPS B, C & D (2) M25
Discontinued | Industrial Fixed Systems | Fire Sentry Flame Detectors | SS4-AS2-CSS-E | STAINLESS STEEL UV/IR, ATEX, HYDROGEN & NON-HYDROCARBON FIRES, NON LATCHING ALARM LED, FM, CFM, ATEX, IECEX FOR ZONE 1 (2) M25
Discontinued | Industrial Fixed Systems | Fire Sentry Flame Detectors | SS4-AUV2 | ALUMINUM UV, FM, HYDROCARBON & NON-HYDROCARBON FIRES, NON-LATCHING ALARM LED, FM, CFM, CSFM FOR C1, D1, GROUPS B,C,D (2) 3/4 NPT
Discontinued | Industrial Fixed Systems | Fire Sentry Flame Detectors | SS4-MOD-AS2 | REPLACEMENT ELECTRONICS MODULE FOR SS4-AS2 (UV/IR) DETECTORS. MODULE ONLY, NON-LATCHING LED
| Industrial Fixed Systems | Fire Sentry Flame Detectors | TL-1055 | IR TEST LAMP FOR TESTING FSX DETECTORS, NON-EXPLOSION PROOF VERSION. INCL UNIVERSAL CHARGER | 1900 | 1710
| Industrial Fixed Systems | Fire Sentry Flame Detectors | TL-2055 | IR TEST LAMP FOR TESTING FSX DETECTORS, EXPLOSION PROOF VERSION. INCL UNIVERSAL CHARGER | 4390 | 3951
| Industrial Fixed Systems | Pyrotector Special Detectors | 10-3995 | SWIVEL MOUNT FOR 30-2056E. [NOT FM OR CSFM LISTED] | 1270 | 571.5
| Industrial Fixed Systems | Pyrotector Special Detectors | 30-2021-24 | FLAME DETECTOR, UV, 24 VDC [NOT FM OR CSFM LISTED] | 3430 | 3087
| Industrial Fixed Systems | Pyrotector Special Detectors | 30-2021E-24 | EXPLOSION-PROOF, UV, 24 VDC [NOT FM OR CSFM LISTED] | 8340 | 3753
Discontinued | Industrial Fixed Systems | Pyrotector Special Detectors | 30-2056B | DISCONTINUED
| Industrial Fixed Systems | Pyrotector Special Detectors | 30-3013 | EXPLOSION-PROOF, PHOTOELECTRIC SMOKE DETECTOR, 3/4 NPI, RELAY 0-20 mA, LATCH | 13210 | 5944.5
| Industrial Fixed Systems | Pyrotector Special Detectors | Q3013D-010 | Duct Mount Kit for 30-3013, 10 ft inlet tube. Does not include the 30-3013 smoke detector, needs to be ordered separately. | 3000 | 1500
| Industrial Fixed Systems | Pyrotector Special Detectors | Q3013D-1 | Duct Mount Kit for 30-3013, 1 ft inlet tube.Does not include the 30-3013 smoke detector, needs to be ordered separately. | 3270 | 1471.5
| Industrial Fixed Systems | Pyrotector Special Detectors | Q3013D-3 | Duct Mount Kit for 30-3013, 3 ft inlet tube.Does not include the 30-3013 smoke detector, needs to be ordered separately. | 3250 | 1462.5
| Industrial Fixed Systems | Pyrotector Special Detectors | Q3013D-6 | Duct Mount Kit for 30-3013, 6 ft inlet tube.Does not include the 30-3013 smoke detector, needs to be ordered separately. | 3310 | 1489.5
New | Intercom- Industrial Security | Zenitel | 100006061200 | 1604 72" Tower | 199.88 | 159.9
New | Intercom- Industrial Security | Zenitel | 100006061201 | 1608 Eco Tower (Lightweight Version) | 760.5 | 608.4
New | Intercom- Industrial Security | Zenitel | 1000602000 | Desk/Wall Master Station, Display and Handset | 35.59 | 28.47
New | Intercom- Industrial Security | Zenitel | 1002000100 | PACKAGE PRICE INCLUDING ICX500, RACK SHELF, & PSU UNIT | 2008.5 | 1606.8
New | Intercom- Industrial Security | Zenitel | 1002500010 | ICX-500 Intelligent Communication Gateway | 303.23 | 242.58
New | Intercom- Industrial Security | Zenitel | 1002500020 | Rack shelf for ICX-500 - 19 inch | 85.8 | 68.64
New | Intercom- Industrial Security | Zenitel | 1002510000 | Wall mounting bracket for ICX-500 | 117.98 | 94.38
New | Intercom- Industrial Security | Zenitel | 1002600000 | PSU, input 85-264 VAC, output 48VDC, DIN-Rail | 2008.5 | 1606.8
New | Intercom- Industrial Security | Zenitel | 1002600100 | ICX-Core for x64 | 507 | 405.6
New | Intercom- Industrial Security | Zenitel | 1002600200 | IC-EDGE Video Entry Kit - ITSV-3 / TCIV-2+ / TA-1 | 858 | 686.4
New | Intercom- Industrial Security | Zenitel | 1002600300 | IC-EDGE Video Entry Kit - ITSV-3 / TCIV-3+ / TA-1 | 1101.75 | 881.4
New | Intercom- Industrial Security | Zenitel | 1002600400 | IP-station license | 470.93 | 376.74
New | Intercom- Industrial Security | Zenitel | 1002600500 | IP-station license, CRM | 219.38 | 175.5
New | Intercom- Industrial Security | Zenitel | 1002600600 | IP-station license, softclient | 329.55 | 263.64
New | Intercom- Industrial Security | Zenitel | 1002600700 | IP-ARIO Audio License - 1 IP-ARIO | 468 | 374.4
New | Intercom- Industrial Security | Zenitel | 1002602001 | Vandal Resistant Substation | 2710.5 | 2168.4
New | Intercom- Industrial Security | Zenitel | 1002602003 | On Wall Back Box | 5343 | 4274.4
New | Intercom- Industrial Security | Zenitel | 1002602101 | Exigo amplifier channel license | 3539.25 | 2831.4
New | Intercom- Industrial Security | Zenitel | 1002602102 | Exigo AVC license | 4787.25 | 3829.8
New | Intercom- Industrial Security | Zenitel | 1002602103 | SIP station license | 6561.75 | 5249.4
New | Intercom- Industrial Security | Zenitel | 1002602201 | Handset for Industrial Stations | 1189.5 | 951.6
New | Intercom- Industrial Security | Zenitel | 1002602203 | Horn Loudspeaker, 20 ohm, 15W | 2837.25 | 2269.8
New | Intercom- Industrial Security | Zenitel | 1002602204 | Substation Kit | 4943.25 | 3954.6
New | Intercom- Industrial Security | Zenitel | 1002602205 | AlphaNet, 2 Lines | 9360 | 7488
New | Intercom- Industrial Security | Zenitel | 1002602306 | AlphaNet, 8 Lines | 1413.75 | 1131
New | Intercom- Industrial Security | Zenitel | 1002602309 | Active recording interface - 2 users | 8453.25 | 6762.6
New | Intercom- Industrial Security | Zenitel | 1002602400 | Active recording interface - 8 users | 2028 | 1622.4
New | Intercom- Industrial Security | Zenitel | 1002604000 | Active recording interface - 16 users | 2817.75 | 2254.2
New | Intercom- Industrial Security | Zenitel | 1002604100 | Active recording interface - 32 users | 4221.75 | 3377.4
New | Intercom- Industrial Security | Zenitel | 1002604500 | API License Supporting 64 Stations | 2349.75 | 1879.8
New | Intercom- Industrial Security | Zenitel | 1002606006 | API License Supporting 512 Stations | 5528.25 | 4422.6
New | Intercom- Industrial Security | Zenitel | 1002606008 | Interface enabling - All interfaces not on ports 61112/61113 | 8472.75 | 6778.2
New | Intercom- Industrial Security | Zenitel | 1002606009 | Basic Audio Messaging License | 15629.25 | 12503.4
New | Intercom- Industrial Security | Zenitel | 1007007000 | Desk/Wall Master Station, Handset | 702 | 561.6
New | Intercom- Industrial Security | Zenitel | 1007034210 | STENTOFON SoftClient - 1 license | 570.38 | 456.3
New | Intercom- Industrial Security | Zenitel | 1007034310 | Turbine Compact Analog Standard-1 | 755.63 | 604.5
New | Intercom- Industrial Security | Zenitel | 1007036210 | STENTOFON SoftClient - 6 licenses | 507 | 405.6
New | Intercom- Industrial Security | Zenitel | 1007036310 | Turbine Compact Analog Standard-3 | 697.13 | 557.7
New | Intercom- Industrial Security | Zenitel | 1007040000 | Desk/Wall Master Station | 531.38 | 425.1
New | Intercom- Industrial Security | Zenitel | 1007042000 | Desk/Wall Master Station, Display and Handset | 965.25 | 772.2
New | Intercom- Industrial Security | Zenitel | 1007056100 | Desk/Wall Master Station, Display | 1023.75 | 819
New | Intercom- Industrial Security | Zenitel | 1007072090 | Turbine Compact Analog Standard-2 | 750.75 | 600.6
New | Intercom- Industrial Security | Zenitel | 1007102000 | Flush Mount Back Box | 452.4 | 361.92
New | Intercom- Industrial Security | Zenitel | 1008007000 | Exigo Handheld Industrial Ex Microphone, 1 Button (for EAPFX/TFIX) | 1335.75 | 1068.6
New | Intercom- Industrial Security | Zenitel | 1008010100 | ITSV-3 IP Touch Station with Video | 1530.75 | 1224.6
New | Intercom- Industrial Security | Zenitel | 1008080310 | Flowire - Ethernet Converter, DC Voltage, Gen2 | 687.38 | 549.9
New | Intercom- Industrial Security | Zenitel | 1008091100 | IP DAK-48 Unit | 32.66 | 26.13
New | Intercom- Industrial Security | Zenitel | 1008095201 | 3 Gang Flush Mount Back Box | 2291.25 | 1833
New | Intercom- Industrial Security | Zenitel | 1008097100 | Gooseneck Microphone | 716.63 | 573.3
New | Intercom- Industrial Security | Zenitel | 1008097500 | Wall bracket for desktop | 541.13 | 432.9
New | Intercom- Industrial Security | Zenitel | 1008098000 | Gooseneck Microphone F/ETB, CTB, SPA/Exigo | 180.38 | 144.3
New | Intercom- Industrial Security | Zenitel | 1008098001 | Dual Display Station | 137.48 | 109.98
New | Intercom- Industrial Security | Zenitel | 1008098100 | Exigo Desktop/Wall Mounting Box For One Access Panel | 113.1 | 90.48
New | Intercom- Industrial Security | Zenitel | 1008098300 | Exigo Desktop/Wall Mounting Box For Two Access Panels | 46.8 | 37.44
New | Intercom- Industrial Security | Zenitel | 1008098600 | Headset Solution - IP Flush Master | 257.4 | 205.92
New | Intercom- Industrial Security | Zenitel | 1008098700 | On wall mount back box | 163.8 | 131.04
New | Intercom- Industrial Security | Zenitel | 1008098800 | Exigo Kit for Joining Boxes | 126.75 | 101.4
New | Intercom- Industrial Security | Zenitel | 1008111010 | Turbine Compact IP Standard-1 | 1287 | 1029.6
New | Intercom- Industrial Security | Zenitel | 1008111020 | Turbine Compact IP Standard-2 | 1287 | 1029.6
New | Intercom- Industrial Security | Zenitel | 1008111030 | Turbine Compact IP Standard-3 | 1131 | 904.8
New | Intercom- Industrial Security | Zenitel | 1008111040 | Turbine Compact IP Standard-4 | 1365 | 1092
New | Intercom- Industrial Security | Zenitel | 1008111050 | Turbine Compact IP Standard-5 | 1491.75 | 1193.4
New | Intercom- Industrial Security | Zenitel | 1008111060 | Turbine Compact IP Standard-6 | 1628.25 | 1302.6
New | Intercom- Industrial Security | Zenitel | 1008113120 | Package with TCIA-2, TKIA-2 and TKIS-2 | 2008.5 | 1606.8
New | Intercom- Industrial Security | Zenitel | 1008114010 | Line Connection Module IP - IP-LCM-A | 648.38 | 518.7
New | Intercom- Industrial Security | Zenitel | 1008114020 | 5 speakers, including cable for TKIS-2 (Visaton FRS5XZE) | 648.38 | 518.7
New | Intercom- Industrial Security | Zenitel | 1008114030 | 10 electret microphones, including 12 cm cable, for TKIS-2 | 531.38 | 425.1
New | Intercom- Industrial Security | Zenitel | 1008116010 | Turbine Mini IP Standard-1 | 872.63 | 698.1
New | Intercom- Industrial Security | Zenitel | 1008116020 | 1600 Tower Anchor/Bolt Kit | 1014 | 811.2
New | Intercom- Industrial Security | Zenitel | 1008122010 | Turbine Full-Size Industrial IP Extended-1 | 2554.5 | 2043.6
New | Intercom- Industrial Security | Zenitel | 1008122020 | Turbine Full-Size Industrial IP Extended-2 | 2525.25 | 2020.2
New | Intercom- Industrial Security | Zenitel | 1008122060 | Turbine Full-Size Industrial IP Extended-6 | 2330.25 | 1864.2
New | Intercom- Industrial Security | Zenitel | 1008131020 | VoIP Intercom Module | 614.25 | 491.4
New | Intercom- Industrial Security | Zenitel | 1008132020 | Turbine Extended Module | 1170 | 936
New | Intercom- Industrial Security | Zenitel | 1008140010 | Turbine Compact Onwall Box | 141.38 | 113.1
New | Intercom- Industrial Security | Zenitel | 1008140020 | US 2 GANG, Double Depth - 3.5", Flush Back Box, Masonry | 37.05 | 29.64
New | Intercom- Industrial Security | Zenitel | 1008140030 | Pole Binding Kit (1 per wall unit) | 51.19 | 40.95
New | Intercom- Industrial Security | Zenitel | 1008140050 | Turbine Compact, Bracket for US 2 GANG Flush Back Box | 55.58 | 44.46
New | Intercom- Industrial Security | Zenitel | 1008140080 | Pole Binding Tool (1 per project) | 252.53 | 202.02
New | Intercom- Industrial Security | Zenitel | 1008140090 | 1603 Economy Wall Unit-Slim | 244.73 | 195.78
New | Intercom- Industrial Security | Zenitel | 1008140100 | Industrial Handset for Turbine w/PTT (for TFIE) | 451.43 | 361.14
New | Intercom- Industrial Security | Zenitel | 1008140130 | Turbine Mini On Wall Back Box White | 161.85 | 129.48
New | Intercom- Industrial Security | Zenitel | 1008140140 | Turbine Mini IP Standard-2 | 111.15 | 88.92
New | Intercom- Industrial Security | Zenitel | 1008140160 | Microphone for Dual Display Station | 368.55 | 294.84
New | Intercom- Industrial Security | Zenitel | 1008140170 | Flush mount back box | 226.2 | 180.96
New | Intercom- Industrial Security | Zenitel | 1008140225 | A-Kabel TwinCom Headband Headset ATEX | 1257.75 | 1006.2
New | Intercom- Industrial Security | Zenitel | 1008140230 | 10m cable and plugbox w/PTT for Industrial headset for TFIE | 1784.25 | 1427.4
New | Intercom- Industrial Security | Zenitel | 1008150025 | Horn Loudspeaker, 20 ohm, 15W | 2096.25 | 1677
New | Intercom- Industrial Security | Zenitel | 1008315020 | Turbine Compact IP Video-2+ | 2418 | 1934.4
New | Intercom- Industrial Security | Zenitel | 1008315030 | Turbine Compact IP Video-3+ | 2193.75 | 1755
New | Intercom- Industrial Security | Zenitel | 1008315050 | Turbine Compact IP Video-5+ | 2661.75 | 2129.4
New | Intercom- Industrial Security | Zenitel | 1008315060 | Turbine Compact IP Video-6+ | 2642.25 | 2113.8
New | Intercom- Industrial Security | Zenitel | 1009101010 | Enhanced Audio Messaging License | 2593.5 | 2074.8
New | Intercom- Industrial Security | Zenitel | 1009202100 | STENTOFON API License Supporting 320 Stations | 2193.75 | 1755
New | Intercom- Industrial Security | Zenitel | 1009291120 | PA Recall License | 3744 | 2995.2
New | Intercom- Industrial Security | Zenitel | 1009291120 | AlphaPro Professional, USB dongle | 3744 | 2995.2
New | Intercom- Industrial Security | Zenitel | 1009296200 | STENTOFON API License Supporting 400 Stations | 2778.75 | 2223
New | Intercom- Industrial Security | Zenitel | 1009501011 | Redundancy License 512 Users | 196.95 | 157.56
New | Intercom- Industrial Security | Zenitel | 1009503000 | AlphaCom XE20 for 19" Rck (w/ 2 ASLT) | 288.6 | 230.88
New | Intercom- Industrial Security | Zenitel | 1009511000 | STENTOFON API License Supporting 240 Stations | 2340 | 1872
New | Intercom- Industrial Security | Zenitel | 1009640002 | Subscriber Line Board, ASLT | 2193.75 | 1755
New | Intercom- Industrial Security | Zenitel | 1009640008 | Power Supply, APWR - AC version | 5021.25 | 4017
New | Intercom- Industrial Security | Zenitel | 1009640016 | Remote Input / Output Controller, RIO | 9730.5 | 7784.4
New | Intercom- Industrial Security | Zenitel | 1009640030 | Multi Relay Board, MRBD | 19266 | 15412.8
New | Intercom- Industrial Security | Zenitel | 1009640108 | 1.5m Flat ASLT Connection Cable with Filter Board | 3666 | 2932.8
New | Intercom- Industrial Security | Zenitel | 1009641001 | XE7 Audio Server Package | 648.38 | 518.7
New | Intercom- Industrial Security | Zenitel | 1009641006 | XE7 Audio Server Package | 2700.75 | 2160.6
New | Intercom- Industrial Security | Zenitel | 1009641601 | XE7 Audio Server Package | 599.63 | 479.7
New | Intercom- Industrial Security | Zenitel | 1009642002 | APC Connection Kit | 3539.25 | 2831.4
New | Intercom- Industrial Security | Zenitel | 1009642004 | Connection Board for ASLT, Krone Terminals | 4787.25 | 3829.8
New | Intercom- Industrial Security | Zenitel | 1009642008 | IP-station license for 6 stations | 6561.75 | 5249.4
New | Intercom- Industrial Security | Zenitel | 1009642016 | IP-ARIO Audio License - 1 IP-ARIO | 13396.5 | 10717.2
New | Intercom- Industrial Security | Zenitel | 1009642104 | IP-station license for 1 station | 2476.5 | 1981.2
New | Intercom- Industrial Security | Zenitel | 1009643001 | XE7 Audio Server Package | 383.18 | 306.54
New | Intercom- Industrial Security | Zenitel | 1009643006 | XE7 Audio Server Package | 2291.25 | 1833
New | Intercom- Industrial Security | Zenitel | 1009647801 | Active recording interface - 552 users | 5869.5 | 4695.6
New | Intercom- Industrial Security | Zenitel | 1009647802 | STENTOFON API License Supporting 40 Stations | 10286.25 | 8229
New | Intercom- Industrial Security | Zenitel | 1009647803 | STENTOFON API License Supporting 80 Stations | 15814.5 | 12651.6
New | Intercom- Industrial Security | Zenitel | 1009647804 | STENTOFON API License Supporting 160 Stations | 22308 | 17846.4
New | Intercom- Industrial Security | Zenitel | 1009648001 | On Wall Back Box | 843.38 | 674.7
New | Intercom- Industrial Security | Zenitel | 1009648011 | License for CRM-V DAK expansion | 1072.5 | 858
New | Intercom- Industrial Security | Zenitel | 1009648012 | Exigo Microphone Cable Gland - 1 | 6123 | 4898.4
New | Intercom- Industrial Security | Zenitel | 1009648092 | SIP station license for 1 SIP telephone | 1189.5 | 951.6
New | Intercom- Industrial Security | Zenitel | 1009648093 | SIP station license for 6 SIP telephones | 2661.75 | 2129.4
New | Intercom- Industrial Security | Zenitel | 1009648094 | AlphaNet and Multi-Module VoIP License for 2 Static Lines | 4709.25 | 3767.4
New | Intercom- Industrial Security | Zenitel | 1009648095 | AlphaNet and Multi-Module VoIP License for 8 Dynamic Lines | 10081.5 | 8065.2
New | Intercom- Industrial Security | Zenitel | 1009648096 | AlphaNet and Multi-Module VoIP License for 16 Dynamic Lines | 20124 | 16099.2
New | Intercom- Industrial Security | Zenitel | 1009648097 | AlphaNet and Multi-Module VoIP License for 30 Dynamic Lines | 38551.5 | 30841.2
New | Intercom- Industrial Security | Zenitel | 1009648098 | AlphaNet and Multi-Module VoIP License for 8 Dynamic Lines, upgrade from 2 lines | 58773 | 47018.4
New | Intercom- Industrial Security | Zenitel | 1009648099 | SIP Trunking, 2 lines | 78360.75 | 62688.6
New | Intercom- Industrial Security | Zenitel | 1009648500 | Active recording interface - 36 users | 2788.5 | 2230.8
New | Intercom- Industrial Security | Zenitel | 1009648501 | Active recording interface - 72 users | 4182.75 | 3346.2
New | Intercom- Industrial Security | Zenitel | 1009648502 | Active recording interface - 138 users | 2837.25 | 2269.8
New | Intercom- Industrial Security | Zenitel | 1009648510 | Active recording interface - 276 users | 2593.5 | 2074.8
New | Intercom- Industrial Security | Zenitel | 1009649901 | SIP Trunking, 4 lines | 1248 | 998.4
New | Intercom- Industrial Security | Zenitel | 1009649902 | SIP Trunking, 4 lines - upgrade from 2 lines | 2496 | 1996.8
New | Intercom- Industrial Security | Zenitel | 1009649903 | SIP Trunking, 8 lines | 3744 | 2995.2
New | Intercom- Industrial Security | Zenitel | 1009649904 | SIP Trunking, 16 lines | 4992 | 3993.6
New | Intercom- Industrial Security | Zenitel | 1009649905 | Active recording interface - 2 users | 6220.5 | 4976.4
New | Intercom- Industrial Security | Zenitel | 1009649906 | Active recording interface - 6 users | 7468.5 | 5974.8
New | Intercom- Industrial Security | Zenitel | 1009649907 | Active recording interface - 12 users | 8716.5 | 6973.2
New | Intercom- Industrial Security | Zenitel | 1009661001 | Desk Stand CRM-V Single | 497.25 | 397.8
New | Intercom- Industrial Security | Zenitel | 1009661201 | 1 x IC-EDGE Station License | 492.38 | 393.9
New | Intercom- Industrial Security | Zenitel | 1009662001 | Mobile App-Local Mode | 1218.75 | 975
New | Intercom- Industrial Security | Zenitel | 1009666000 | 1 x 1 x IC-EDGE Server-SIP-Client Extension | 247.65 | 198.12
New | Intercom- Industrial Security | Zenitel | 1009703000 | High bandwidth audio license | 5040.75 | 4032.6
New | Intercom- Industrial Security | Zenitel | 1009930200 | XE7 Audio Server Package | 195 | 156
New | Intercom- Industrial Security | Zenitel | 1009970200 | Redundancy License 256 Users | 731.25 | 585
New | Intercom- Industrial Security | Zenitel | 1009970500 | Redundancy License 64 Users | 1657.5 | 1326
New | Intercom- Industrial Security | Zenitel | 1020600700 | Wall Master Station, Standard | 4475.25 | 3580.2
New | Intercom- Industrial Security | Zenitel | 1023200030 | US 2 GANG, 2.5", Flush Back Box, Masonry | 1755 | 1404
New | Intercom- Industrial Security | Zenitel | 1023200033 | Turbine, 40 Tamper PROOF Fasteners, 1 Bit, Flush Mount | 1257.75 | 1006.2
New | Intercom- Industrial Security | Zenitel | 1023253008 | Turbine, 40 Tamper PROOF Fasteners, 1 Bit, Onwall Box Mount | 1306.5 | 1045.2
New | Intercom- Industrial Security | Zenitel | 1023303010 | Flush Mount Back Box | 194.03 | 155.22
New | Intercom- Industrial Security | Zenitel | 1023533312 | Exigo Handheld Industrial Microphone, Compact (for EAPII/TFIE) | 1579.5 | 1263.6
New | Intercom- Industrial Security | Zenitel | 1023533511 | Cable (10m) and plugbox for headset with PTT for TFIX/EAPFX | 2778.75 | 2223
New | Intercom- Industrial Security | Zenitel | 1023595010 | Exigo Call Panel, PTT Button, Pluggable Microphone, Ethernet | 272.03 | 217.62
New | Intercom- Industrial Security | Zenitel | 1023595020 | Exigo Call Panel, PTT + 3 Buttons | 295.43 | 236.34
New | Intercom- Industrial Security | Zenitel | 1023595060 | Exigo Button Module, 8 Buttons | 64.84 | 51.87
New | Intercom- Industrial Security | Zenitel | 1190110100 | Redundancy License 138 Users | 4836 | 3868.8
New | Intercom- Industrial Security | Zenitel | 1190110100 | VS Recorder – Base Module | 4836 | 3868.8
New | Intercom- Industrial Security | Zenitel | 1190110110 | Redundancy License 276 Users | 1121.25 | 897
New | Intercom- Industrial Security | Zenitel | 1190110110 | VS Recorder – Playback/Configuration Client | 1121.25 | 897
New | Intercom- Industrial Security | Zenitel | 1190110120 | Redundancy License 552 Users | 8180.25 | 6544.2
New | Intercom- Industrial Security | Zenitel | 1190110120 | VS Recorder – AlphaCom Recording Module | 8180.25 | 6544.2
New | Intercom- Industrial Security | Zenitel | 1190110121 | AMC-IP Filter Card | 5567.25 | 4453.8
New | Intercom- Industrial Security | Zenitel | 1190110121 | VS Recorder – AlphaCom Recording Module, AddOn | 5567.25 | 4453.8
New | Intercom- Industrial Security | Zenitel | 1190110131 | Processor Board, AMC-IP - Version 11 | 412.43 | 329.94
New | Intercom- Industrial Security | Zenitel | 1190110131 | VS Recorder – Stream Recording Module, 1 stream | 412.43 | 329.94
New | Intercom- Industrial Security | Zenitel | 1190110138 | SIM Card AlphaCom XE1/7/20/26 | 1872 | 1497.6
New | Intercom- Industrial Security | Zenitel | 1190110138 | VS Recorder – Stream Recording Module, 8 streams | 1872 | 1497.6
New | Intercom- Industrial Security | Zenitel | 1190110160 | AudioCodes MP-114 Gateway | 3783 | 3026.4
New | Intercom- Industrial Security | Zenitel | 1190110160 | VS Recorder – API | 3783 | 3026.4
New | Intercom- Industrial Security | Zenitel | 1190110180 | AudioCodes MP-118 Gateway | 1121.25 | 897
New | Intercom- Industrial Security | Zenitel | 1190110180 | VS Recorder – Secure Audio Export | 1121.25 | 897
New | Intercom- Industrial Security | Zenitel | 1191101000 | High bandwidth audio license | 511.88 | 409.5
New | Intercom- Industrial Security | Zenitel | 1191101000 | Vingtor-Stentofon Operator Client, Basic license (Note; requires API license as well) | 511.88 | 409.5
New | Intercom- Industrial Security | Zenitel | 1191101010 | Redundancy License 36 Users | 2037.75 | 1630.2
New | Intercom- Industrial Security | Zenitel | 1191101010 | Vingtor-Stentofon Operator Client, Enhanced license (Note; requires API license as well) | 2037.75 | 1630.2
New | Intercom- Industrial Security | Zenitel | 1490003010 | IP Dual Display Station | 1209 | 967.2
New | Intercom- Industrial Security | Zenitel | 2200002000 | Enhanced Audio Messaging License | 130.65 | 104.52
New | Intercom- Industrial Security | Zenitel | 2200002000 | 19" Rack Mounting Kit for AudioCodes | 130.65 | 104.52
New | Intercom- Industrial Security | Zenitel | 2213100000 | Handset | 1238.25 | 990.6
New | Intercom- Industrial Security | Zenitel | 2390020100 | Touchless Sensor with Backbox (For TCIS, TCIV, and TMIS only) | 241.8 | 193.44
New | Intercom- Industrial Security | Zenitel | 2390020101 | Touchless Sensor flush mount (For TCIS, TCIV, and TMIS only) | 217.43 | 173.94
New | Intercom- Industrial Security | Zenitel | 2809016000 | SIP Trunking, 2 lines | 7731.75 | 6185.4
New | Intercom- Industrial Security | Zenitel | 2809016002 | SIP Trunking, 4 lines | 20075.25 | 16060.2
New | Intercom- Industrial Security | Zenitel | 2809016004 | SIP Trunking, 8 lines | 9954.75 | 7963.8
New | Intercom- Industrial Security | Zenitel | 2809016010 | 1600 Deluxe Tower | 5703.75 | 4563
New | Intercom- Industrial Security | Zenitel | 2809016020 | 1600 Tower w/ Mass Notification | 3227.25 | 2581.8
New | Intercom- Industrial Security | Zenitel | 2809016028 | 1600-04 Tower(OPT 4) w/ CCTV Mount Arm | 3227.25 | 2581.8
New | Intercom- Industrial Security | Zenitel | 2809016029 | 1601 Econo Tower | 3227.25 | 2581.8
New | Intercom- Industrial Security | Zenitel | 2809016030 | 1602 DeluxeWall | 2388.75 | 1911
New | Intercom- Industrial Security | Zenitel | 2809016038 | 1602 Deluxe Wall Unit-Slim Turbine Cut Out | 2388.75 | 1911
New | Intercom- Industrial Security | Zenitel | 2809016040 | 1602 Deluxe Wall Unit-Slim | 5703.75 | 4563
New | Intercom- Industrial Security | Zenitel | 2809016080 | 1603 Econo Wall | 4972.5 | 3978
New | Intercom- Industrial Security | Zenitel | 2810020004 | Flush mount back box | 897 | 717.6
New | Intercom- Industrial Security | Zenitel | 2810020005 | Desk Stand CRM-V Triple, Handset + Station + DAK48 | 775.13 | 620.1
New | Intercom- Industrial Security | Zenitel | 2810020006 | Desk Stand CRM-V Dual, Handset + Station | 667.88 | 534.3
New | Intercom- Industrial Security | Zenitel | 3005020033 | Microphone Windscreen for TCIS/TCIV | 672.75 | 538.2
New | Intercom- Industrial Security | Zenitel | 3006100088 | Connection module with relays for TFIE/EAPII | 226.2 | 180.96
New | Intercom- Industrial Security | Zenitel | 3006100088 | Wall Master Station, Display | 226.2 | 180.96
New | Intercom- Industrial Security | Zenitel | 3006204094 | STENTOFON API License Supporting 552 Stations | 1248 | 998.4
New | Intercom- Industrial Security | Zenitel | 3006204099 | Basic Audio Messaging License | 4290 | 3432
New | Intercom- Industrial Security | Zenitel | 5554200001 | IC-EDGE Server-TelTrunk | 2427.75 | 1942.2
New | Intercom- Industrial Security | Zenitel | 9590160000 | 1603 Economy Wall Unit-Slim Turbine Cut Out | 169.65 | 135.72
| Network Graphic Workstations | IFP-Net Network products | 00IFPN-CAB1 | CABINET - FOR GATEWAY BOARD AND 5824 | 250 | 112.5
| Network Graphic Workstations | IFP-Net Network products | 00IFPN-SERCABL | SERIAL CABLE, CONNECTION 5824/NION | 35.5 | 15.97
| Network Graphic Workstations | IFP-Net Network products | IFP-4 | IFP-NET VERSION 4 SOFTARE KEYBIT (REQUIRED FOR VERSION 4 UPGRADE) | 2500 | 1000
| Network Graphic Workstations | IFP-Net Network products | IFP-MM | ADDS FLOATABLE/DOCKABLE WINDOWS OPTION TO IFP-NET-3 (TO SUPPORT DUAL MONITORS) | 1290 | 516
| Network Graphic Workstations | IFP-Net Network products | IFP-NET-3 | IFP-NET SOFTWARE - INCLUDES USB KEY | 8330 | 3332
| Network Graphic Workstations | IFP-Net Network products | IFPN-GW-EM-3 | GATEWAY BOARD ONLY | 2940 | 1323
| Network Graphic Workstations | IFP-Net Network products | IFPN-GW-KIT | KIT INCLUDES CABINET, GATEWAY BOARD, 5824 BOARD, CABLES, HARDWARE | 3600 | 1620
| Network Graphic Workstations | IFP-Net Network products | PRN-7 | UL LISTED TRACK PRINTER | 3300 | 1485
| Peripherals | Communicator Products | 051040 | PC BOARD ONLY 5104 | 559 | 251.55
| Peripherals | Communicator Products | 115035 | TRANSFORMER REV C 16.5V 45VA 5104B | 44 | 19.8
| Peripherals | Communicator Products | 411 | Assembly, final,411 | 463 | 208.35
| Peripherals | Communicator Products | 411RK | Relay kit, two programmable relays, Form C, 411UDAC only | 41.5 | 18.67
| Peripherals | Communicator Products | 411UD | Four channel dual slave programmer DACT, requires PRO-411 | 630 | 283.5
| Peripherals | Communicator Products | 411UDAC | 4-Channel, dual Line, stand-alone Fire Alarm Communicator. 1 amp of NAC power, integral battery charger, upload/download capability. Programmable using PRO-411 or PK-CD. | 690 | 310.5
| Peripherals | Communicator Products | 7626-25HC | 25 FT. ANTENNA CABLE, LOW LOSS | 221 | 99.45
| Peripherals | Communicator Products | 7626-5 | 5 FT. ANTENNA CABLE, NOT LOW LOSS | 105 | 47.25
| Peripherals | Communicator Products | 7626-50HC | 50 FT. ANTENNA CABLE, LOW LOSS | 332 | 149.4
| Peripherals | Communicator Products | 7720P | IPGSM HANDHELD PROGRAMMER | 575 | 258.75
| Peripherals | Communicator Products | ALMSC119 | RJ45-DB9F CONNECTOR | 79 | 35.55
| Peripherals | Communicator Products | ESD-100 | VISORALARM-PLUS UL LISTED SURGE PROTECTOR | 380 | 342
| Peripherals | Communicator Products | HPTCOVER | PLUG IN TRANSFORMER BOX FOR IPGSM COMMUNICATOR | 76.5 | 34.42
| Peripherals | Communicator Products | HWF2A-COM | IP and LTE AT&T Cellular Fire Alarm Communicator. Includes red cabinet with ademco key and lock, wall outlet box, Dialer Capture Module, iGSM Communications Module, antenna & mounting adapter, PowerBoost1 power supply, LED display board, transformer (Requires Contact ID DACT) | 655 | 294.75
| Peripherals | Communicator Products | HWF2V-COM | IP and LTE Verizon Cellular Fire Alarm Communicator Includes red cabinet with ademco key and lock, wall outlet box, Dialer Capture Module, iGSM Communications Module, antenna & mounting adapter, PowerBoost1 power supply, LED display board, transformer (Requires Contact ID DACT) | 655 | 294.75
| Peripherals | Communicator Products | HW-TG7LAF02 | CLSS-Enabled Telguard LTE Commercial Fire Alarm Communicator (AT&T) | 655 | 294.75
| Peripherals | Communicator Products | HW-TG7LVF02 | CLSS-Enabled Telguard LTE Commercial Fire Alarm Communicator (Verizon Wireless) | 655 | 294.75
Discontinued | Peripherals | Communicator Products | IPBRKT | DISCONTINUED
Discontinued | Peripherals | Communicator Products | IPDACT-2 | DISCONTINUED
Discontinued | Peripherals | Communicator Products | IPDACT-2UD | DISCONTINUED
Discontinued | Peripherals | Communicator Products | IPENC | DISCONTINUED
Discontinued | Peripherals | Communicator Products | IPENC-B | DISCONTINUED
Discontinued | Peripherals | Communicator Products | IPSPLT | DISCONTINUED
| Peripherals | Communicator Products | SK-IP-2 | IP COMUNICATOR KIT, INCLUDES IPENC AND IPBRKT | 1140 | 513
| Peripherals | Communicator Products | SK-IP-2UD | IP COMUNICATOR KIT WITH UPLOAD/DOWNLOAD, INCLUDES IPENC AND IPBRKT | 1310 | 589.5
Discontinued | Peripherals | Communicator Products | VISORALARM-PLUS | DISCONTINUED
| Peripherals | Communicator Products | WA7626-CA | IPGSM SNA to N adapter | 164 | 73.8
| Power Supplies, Batteries, Locks, Cabinets | Access Power Supplies | HP300ULM | 2.5 AMP 12/24 VOLT 5 OUT UL LISTED POWER SUPPLY W/FIRE ALARM INTERFACE & ENCLOSURE | 600 | 270
Discontinued | Power Supplies, Batteries, Locks, Cabinets | Access Power Supplies | HP300ULPD4CB | DISCONTINUED
| Power Supplies, Batteries, Locks, Cabinets | Access Power Supplies | HP300ULPD8CB | 2.5 AMP 12/24 VOLT POWER SUPPLY W/HPD8CB DISTRIBUTION BOARD & ENCLOSURE | 560 | 252
| Power Supplies, Batteries, Locks, Cabinets | Access Power Supplies | HP300ULX | 2.5 AMP 12/24 VOLT UL LISTED POWER SUPPLY & ENCLOSURE | 408 | 183.6
| Power Supplies, Batteries, Locks, Cabinets | Access Power Supplies | HP400ULACM4 | 4 AMP 12/24 VOLT 4 OUT UL LISTED POWER SUPPLY W/ACCESS POWER CONTROLLER & ENCLOSURE | 695 | 312.75
| Power Supplies, Batteries, Locks, Cabinets | Access Power Supplies | HP400ULM | 4 AMP 12/24 VOLT 6 OUT UL LISTED POWER SUPPLY W/FIRE ALARM INTERFACE & ENCLOSURE | 640 | 288
Discontinued | Power Supplies, Batteries, Locks, Cabinets | Access Power Supplies | HP400ULPD4CB | DISCONTINUED
| Power Supplies, Batteries, Locks, Cabinets | Access Power Supplies | HP400ULPD8CB | 4 AMP 12/24 VOLT UL LISTED POWER SUPPLY W 8 PTC OUT POWER DIST MOD & ENCLOSURE | 600 | 270
| Power Supplies, Batteries, Locks, Cabinets | Access Power Supplies | HP400ULX | 4 AMP 12 VOLT OR 3A 24 VOLT UL LISTED POWER SUPPLY & LARGE ENCLOSURE | 535 | 240.75
| Power Supplies, Batteries, Locks, Cabinets | Access Power Supplies | HP600ULACM8 | 6 AMP 12/24 VOLT 8 OUT UL LISTED POWER SUPPLY W/ACCESS POWER CONTROLLER & ENCLOSURE | 935 | 420.75
| Power Supplies, Batteries, Locks, Cabinets | Access Power Supplies | HP600ULM | 6 AMP 12/24 VOLT 6 OUT UL LISTED POWER SUPPLY W/FIRE ALARM INTERFACE & ENCLOSURE | 875 | 393.75
| Power Supplies, Batteries, Locks, Cabinets | Access Power Supplies | HP600ULPD16CB | 6 AMP 12/24 VOLT UL LISTED POWER SUPPLY W 16 PTC OUT POWER DIST MOD & ENCLOSURE | 905 | 407.25
| Power Supplies, Batteries, Locks, Cabinets | Access Power Supplies | HP600ULX | 6 AMP 12/24 VOLT UL LISTED POWER SUPPLY & ENCLOSURE | 755 | 339.75
| Power Supplies, Batteries, Locks, Cabinets | Access Power Supplies | HPACM8 | 8 FUSED ACCESS POWER CONTROLLER UL RECOGNIZED | 226 | 101.7
| Power Supplies, Batteries, Locks, Cabinets | Batteries and Accessories | 111682 | RES THA 4.7K 1/2W 5% CF/TAPE 10 PER | 4.15 | 1.87
| Power Supplies, Batteries, Locks, Cabinets | Batteries and Accessories | BAT-121000 | BATTERY, 12 VOLT, 100 AH. | 1130 | 508.5
| Power Supplies, Batteries, Locks, Cabinets | Batteries and Accessories | BAT-12120-BP | FOUR (4) BAT-12120 BAT-12120 (12V, 12AH) SHIPPED IN EACH BULK PACK | 800 | 360
| Power Supplies, Batteries, Locks, Cabinets | Batteries and Accessories | BAT-12180-BP | TWO (2) BAT-12180 (12V, 18AH) SHIPPED IN EACH BULK PACK | 422 | 189.9
| Power Supplies, Batteries, Locks, Cabinets | Batteries and Accessories | BAT-12260-BP | TWO (2) BAT-12660 (12V, 26AH) SHIPPED IN EACH BULK PACK | 645 | 290.25
| Power Supplies, Batteries, Locks, Cabinets | Batteries and Accessories | BAT-1250-BP | TEN (10) BAT-1250 (12V, 5AH) SHIPPED IN EACH BULK PACK | 745 | 335.25
| Power Supplies, Batteries, Locks, Cabinets | Batteries and Accessories | BAT-12550 | BATTERY, 12 VOLT, 55 AH. | 635 | 285.75
| Power Supplies, Batteries, Locks, Cabinets | Batteries and Accessories | BAT-1270-BP | FIVE (5) BAT-1270 (12V, 7AH) SHIPPED IN EACH BULK PACK | 585 | 263.25
| Power Supplies, Batteries, Locks, Cabinets | Batteries and Accessories | BB-17F | BATTERY BACKBOX, HOLDS UP TO TWO 12 V, 18 AH BATTERIES, RED | 173 | 77.85
| Power Supplies, Batteries, Locks, Cabinets | Batteries and Accessories | BB-26 | BATTERY BACKBOX – MOUNTS UP TO 2, BAT-12260 BATTERIES | 271 | 121.95
| Power Supplies, Batteries, Locks, Cabinets | Batteries and Accessories | BB-55F | BATTERY BOX, HOLDS UP TO TWO BAT-12260 (26 AH) OR BAT-12550 (55 AH) INCLUDES CABLES, RED, FIRELITE KEY | 506 | 227.7
New | Power Supplies, Batteries, Locks, Cabinets | Fire Power Supplies | BAT-12330 | Battery, 12VDC, 33 Ah, nut & bolt | 333 | 149.85
| Power Supplies, Batteries, Locks, Cabinets | Fire Power Supplies | EQBB-D4 | Back box, accepts up to 4 HPFF chassis power supply, black | 905 | 407.25
Discontinued | Power Supplies, Batteries, Locks, Cabinets | Fire Power Supplies | HPF24S6 | Replaced by HPF-PS6 (red cabinet) or HPF-PS6B (black cabinet)
Discontinued | Power Supplies, Batteries, Locks, Cabinets | Fire Power Supplies | HPF24S6E | Replaced by HPF-PS6E (red cabinet)
Discontinued | Power Supplies, Batteries, Locks, Cabinets | Fire Power Supplies | HPF24S8 | Replaced by HPF-PS10 (red cabinet) or HPF-PS10B (black cabinet)
Discontinued | Power Supplies, Batteries, Locks, Cabinets | Fire Power Supplies | HPF24S8E | Replaced by HPF-PS10E (red cabinet)
Discontinued | Power Supplies, Batteries, Locks, Cabinets | Fire Power Supplies | HPF602ULADA | Replaced by HPF-PS6 (red cabinet) or HPF-PS6B (black cabinet)
Discontinued | Power Supplies, Batteries, Locks, Cabinets | Fire Power Supplies | HPF902ULADA | Replaced by HPF-PS10 (red cabinet) or HPF-PS10B (black cabinet)
| Power Supplies, Batteries, Locks, Cabinets | Fire Power Supplies | HPFF12 | HPFF12 NAC SUPPLY | 1620 | 729
| Power Supplies, Batteries, Locks, Cabinets | Fire Power Supplies | HPFF12CM | PS,OFFLINE,24V/12A POWER SUPPLY, CHASSIS MOUNT, 120 VAC, INCLUDES MOUNTING HARDWARE FOR INSTALLATION IN THE EQBB-D4 ENCLOSURE | 1530 | 688.5
| Power Supplies, Batteries, Locks, Cabinets | Fire Power Supplies | HPFF12CME | ASSY,FNL,HPFF12CME, CHASSIS MOUNT 220VAC | 1660 | 747
Discontinued | Power Supplies, Batteries, Locks, Cabinets | Fire Power Supplies | HPFF12E | Replaced by HPF-PS10E (red cabinet)
Discontinued | Power Supplies, Batteries, Locks, Cabinets | Fire Power Supplies | HPFF8 | Replaced by HPF-PS10 (red cabinet) or HPF-PS10B (black cabinet)
| Power Supplies, Batteries, Locks, Cabinets | Fire Power Supplies | HPFF8CM | 8 AMP 24 VOLT F/A POWER SUPPLY, CHASSIS MOUNT, 120 VAC, INCLUDES MOUNTING HARDWARE FOR INSTALLATION IN THE EQBB-D4 ENCLOSURE | 1230 | 553.5
| Power Supplies, Batteries, Locks, Cabinets | Fire Power Supplies | HPFF8CME | 8 AMP 24 VOLT F/A POWER SUPPLY, CHASSIS MOUNT, 220/240 VAC, INCLUDES MOUNTING HARDWARE FOR INSTALLATION IN THE EQBB-D4 ENCLOSURE | 1270 | 571.5
Discontinued | Power Supplies, Batteries, Locks, Cabinets | Fire Power Supplies | HPFF8E | Replaced by HPF-PS10E (red cabinet)
New | Power Supplies, Batteries, Locks, Cabinets | Fire Power Supplies | HPF-PS10 | 10.0 AMPS, 120VAC, REMOTE POWER SUPPLY, RED. | 850 | 382.5
New | Power Supplies, Batteries, Locks, Cabinets | Fire Power Supplies | HPF-PS10B | Honeywell PS Series Power Supply, Black Cabinet, 10 Amps, 7 Outputs | 850 | 382.5
New | Power Supplies, Batteries, Locks, Cabinets | Fire Power Supplies | HPF-PS10E | Honeywell PS Series Power Supply, Red Cabinet, 10 Amps, 7 Outputs, 240VAC 50/60Hz Export version | 860 | 387
New | Power Supplies, Batteries, Locks, Cabinets | Fire Power Supplies | HPF-PS6 | Honeywell PS Series Power Supply, Red Cabinet , 6 Amps, 5 Outputs | 770 | 346.5
New | Power Supplies, Batteries, Locks, Cabinets | Fire Power Supplies | HPF-PS6B | 6.0 AMPS, 120VAC, REMOTE POWER SUPPLY, BLACK. | 770 | 346.5
New | Power Supplies, Batteries, Locks, Cabinets | Fire Power Supplies | HPF-PS6E | 6.0 AMPS, 240VAC, REMOTE POWER SUPPLY, RED. EXPORT. | 770 | 346.5
| Power Supplies, Batteries, Locks, Cabinets | Fire Power Supplies | HPP31076 | HPFF8/12 CLASS A ADAPTER | 199 | 89.55
New | Power Supplies, Batteries, Locks, Cabinets | Fire Power Supplies | SEISKIT-MULTI-1 | Seismic mounting kit for use with PS series powersupplies to secure the powersonic batteries to the backbox,The kit consists of a battery bracket, five #6-32 screws, two #6-32 keps nuts, and three #6-32 F/F standoffs to secure the bracket to the backbox. | 305 | 137.25
New | Power Supplies, Batteries, Locks, Cabinets | Fire Power Supplies | SK-PS10 | 10.0 AMPS, 120VAC, REMOTE POWER SUPPLY, RED. | 965 | 434.25
New | Power Supplies, Batteries, Locks, Cabinets | Fire Power Supplies | SK-PS6 | 6.0 AMPS, 120VAC, REMOTE POWER SUPPLY, RED. | 785 | 353.25
Phasing Out | Power Supplies, Batteries, Locks, Cabinets | Fire Power Supplies | ZNAC-4 | HPF24 Class A/Style Z NAC option module | 195 | 87.75
New | Power Supplies, Batteries, Locks, Cabinets | Fire Power Supplies | ZNAC-PS | OPTIONAL CLASS A OUTPUT CONVERTER MODULE. | 195 | 87.75
| Public Address System | INTEVIO | HMC-K4 | Call Station Extension Keypad with 4 programmable buttons. Each button has protection cover. | 370 | 196.1
| Public Address System | INTEVIO | HMC-K8 | Call Station Extension Keypad with 8 programmable buttons | 370 | 196.1
| Public Address System | INTEVIO | RK-AMP500-A | HIGH EFFICIENCY DIGITAL POWER AMPLIFIER, 500W RATED OUTPUT POWER, 100V/70V OUTPUT. Replacing Part No. RK-AMP500 to align with UL. | 1550 | 697.5
| Public Address System | INTEVIO | RK-MCU-A | Master Control Unit, built-in 8 speaker line selector & 500W high efficiency Class-D power amplifier. Replacing Part No. RK-MCU to align with UL. | 3580 | 1897.4
| Public Address System | INTEVIO | RK-MIC-A | Romote Call Station, 8 preset buttons and 8 configurable buttons, optional gooseneck or PTT. Replacing Part No. RK-MIC to align with UL. | 820 | 434.6
| Public Address System | INTEVIO | RK-ZONE24-A | Zone Expander with single audio channel mode, built-in 24 speaker line selector, 24 dry contact inputs. Replacing Part No. RK-ZONE24 to align with UL. | 1810 | 959.3
| Public Address System | INTEVIO | RK-ZONE8-A | Zone Expander with single or dual audio channel mode, built-in 8 speaker line selector, 8 dry contact inputs/outputs. Replacing Part No. RK-ZONE8 to align with UL. | 1710 | 906.3
| Public Address System | LEADWAY SPEAKERS | 30406002 | Bracket, work with LM2-PCP06x series, metal, white, for suspended installation. Replacing Part No. LM2-MHA to align with UL. | 5.75 | 3.05
| Public Address System | LEADWAY SPEAKERS | LM2-PCP06A(UL) | 5" ceiling speaker 6/3/1.5W,white, ABS. Replacing Part No. LM2-PCP06A to align with UL. | 28 | 14.84
| Public Address System | LEADWAY SPEAKERS | LM2-PCP06B(UL) | 5" ceiling speaker, 6/3/1.5W,white, ABS, ABS dome. Replacing Part No. LM2-PCP06B to align with UL. | 38.5 | 20.4
| Public Address System | LEADWAY SPEAKERS | LM2-PCP06C(UL) | 5'' ceiling speaker, 6/3/1.5W, white,ABS, moisture-proof IP54. Replacing Part No. LM2-PCP06C to align with UL. | 34.5 | 18.28
| Public Address System | LEADWAY SPEAKERS | LM2-PM | Flame-proof ABS back dome, work with LM2-PCP06A/LM2-PCP06C | 9.45 | 5.01
| Public Address System | LEADWAY SPEAKERS | L-PBM20A(UL) | Bidirectional projection speaker, 20/10/5/2.5W, white, aluminum. Replacing Part No. L-PBM20A to align with UL. | 179 | 94.87
| Public Address System | LEADWAY SPEAKERS | L-PCM06B | 6.5'' ceiling speaker, 6/3W, white, metal, metal dome. | 44 | 23.32
| Public Address System | LEADWAY SPEAKERS | L-PCP20A | 6" ceiling speaker, 20W, white, ABS. | 91 | 48.23
| Public Address System | LEADWAY SPEAKERS | L-PJM10A(UL) | Unidirectional projection speaker, 10/5/2.5/1.25W, white, aluminum. Replacing Part No. L-PJM10A to align with UL. | 162 | 85.86
| Public Address System | LEADWAY SPEAKERS | L-PJM20A(UL) | Unidirectional projection speaker, 20/10/5/2.5W, white, aluminum. Replacing Part No. L-PJM20A to align with UL. | 164 | 86.92
| Public Address System | LEADWAY SPEAKERS | L-POM20A(UL) | Outdoor Column speaker, 20/10/5/2.5W, white, aluminum. Replacing Part No. L-POM20A to align with UL. | 243 | 128.79
| Public Address System | LEADWAY SPEAKERS | L-POM40A(UL) | Outdoor Column speaker, 40/20/10/5W, white, aluminum. Replacing Part No. L-POM40A to align with UL. | 326 | 172.78
| Public Address System | LEADWAY SPEAKERS | L-POM80A(UL) | Outdoor Column speaker, 80/40/20/10W, White, aluminum. Replacing Part No. L-POM80A to align with UL. | 504 | 267.12
| Public Address System | LEADWAY SPEAKERS | L-PWP40A(UL) | Wall mount cabinet speaker, 40/20/10W, white, ABS. Replacing Part No. L-PWP40A to align with UL. | 131 | 69.43
| Public Address System | LEADWAY SPEAKERS | L-PWP40B(UL) | Wall mount cabinet speaker, 40/20/10W, black, ABS. Replacing Part No. L-PWP40B to align with UL. | 133 | 70.49
| Public Address System | LEADWAY SPEAKERS | L-PWP60A(UL) | Wall mount cabinet speaker, 60/30/15W, white, ABS. Replacing Part No. L-PWP60A to align with UL. | 182 | 96.46
| Public Address System | LEADWAY SPEAKERS | L-VCM6B/EN(UL) | 5" Fire proof metal ceiling speaker, 6/3/1.5/0.75W, red fire dome, EN54-24. Replacing Part No. L-VCM6B/EN to align with UL. | 85.5 | 45.31
| Public Address System | X-618 | HN-PTT | Push-To-Talk microphone | 164 | 86.92
| Public Address System | X-618 | HN-SDB40 | Professional TTS speech engine (Standard: male & female voice in English; Other languages require separate quotation) | 34260 | 18157.8
| Public Address System | X-618 | X-DA1500EN-A | High efficiency Class D power amplifier, 1x500W, 100V/70 output, with 100 - 240 VAC input and 24 VDC backup power supply. Replacing Part No. X-DA1500EN to align with UL. | 1760 | 932.8
| Public Address System | X-618 | X-DA2250EN-A | High efficiency Class D power amplifier, 2x250W, 100V/70 output, with 100 - 240 VAC input and 24 VDC backup power supply. Replacing Part No. X-DA2250EN to align with UL. | 2040 | 1081.2
| Public Address System | X-618 | X-DA4125EN-A | High efficiency Class D power amplifier, 4x125W, 100V/70 output, with 100 - 240 VAC input and 24 VDC backup power supply. Replacing Part No. X-DA4125EN to align with UL. | 2470 | 1309.1
| Public Address System | X-618 | X-DCS3000-A | Digital Integrated System Manager, 8 Zones, Multi-Functional Integration, without PTT microphone. Replacing Part No. X-DCS3000 to align with UL. | 3490 | 1849.7
| Public Address System | X-618 | X-K4 | 4-button keypad extension unit for X-NPMS | 935 | 495.55
| Public Address System | X-618 | X-K8(EX) | 8-button keypad extension unit for X-NPMS. Replacing Part No. X-K8 to align with UL. | 1110 | 588.3
| Public Address System | X-618 | X-ND100(UL) | Digital noise detector. Replacing Part No.X-ND100 to align with UL. | 297 | 157.41
| Public Address System | X-618 | X-NPMS | Configurable Network Paging Console, 7" TFT touch screen, suitable for desktop flush mount | 1630 | 863.9
| Public Address System | X-618 | X-NRI/EN-A | Network Resource Interface, 4 channels network audio source, 32 dry contacts in and 8 dry contacts out. Replacing Part NoX-NRI/EN to align with UL. | 3350 | 1775.5
| Public Address System | X-618 | X-SP2000 | X-SMART System Resource Platform (Server) | 3510 | 1860.3
| Public Address System | X-618 | X-SPT900 | X-SMART Med to Small Project System Management Software Package (Include 1 sever and 1 client interface) | 2170 | 1150.1
| Public Address System | X-618 | X-ST2000 | X-SMART Client Interface | 820 | 434.6
| Standalone Voice Evacuation | Fire Fighter Telephone Systems | FFT-24 | 24 ZONE EXPANDER | 995 | 447.75
| Standalone Voice Evacuation | Fire Fighter Telephone Systems | FFT-FPJ | FIRE FIGHTER PHONE JACK | 175 | 78.75
| Standalone Voice Evacuation | Fire Fighter Telephone Systems | FFT-HSC | HANDSET CABINET | 1250 | 562.5
| Standalone Voice Evacuation | Fire Fighter Telephone Systems | FFT-RHS | REMOTE HANDSET | 193 | 86.85
| Standalone Voice Evacuation | Fire Fighter Telephone Systems | FFT-STSR | SINGLE TELEPHONE STATNION RECESS MOUNT | 650 | 292.5
| Standalone Voice Evacuation | Fire Fighter Telephone Systems | FFT-STSS | SINGLE TELEPHONE STATNION SURFACE MOUNT | 605 | 272.25
New | Standalone Voice Evacuation | Fire Fighter Telephone Systems | FPJ | FIREMAN’S PHONE JACK ON A SINGLE GANG PLATE. | 55.5 | 24.97
| Standalone Voice Evacuation | Fire Fighter Telephone Systems | IFP-FFT | FARENHYT FIRE FIGHTER TELEPHONE CONTROL PANEL | 2430 | 1093.5
| Wide-Area MNS | CID2 Speakers | 90145A-801-02-L | Tan UL 1480A, CID2 certified MA-Micro series medium power 650 Watt omni-directional loudspeaker assembly. Eye-bolt or 2" mast mount. Order 70V constant-voltage transformer separately. | 10656.28 | 4262.51
| Wide-Area MNS | CID2 Speakers | 90145A-801-04-L | Gray UL 1480A, CID2 certified MA-Micro series medium power 650 Watt omni-directional loudspeaker assembly. Eye-bolt or 2" mast mount. Order 70V constant-voltage transformer separately. | 10656.28 | 4262.51
New | Wide-Area MNS | HyperSpike - TCPA-10 | 90199A-801-01 | HS-10C Portable Acoustic Hailing Device BLK | 4185 | 3348
New | Wide-Area MNS | HyperSpike Accessories | 42155A-801 | 50 Ft Speaker Cable Assembly (connectorized version only) | 1152.81 | 922.25
New | Wide-Area MNS | HyperSpike Accessories | 42155A-802 | 75 Ft Speaker Cable Assembly (connectorized version only) | 823.44 | 658.75
New | Wide-Area MNS | HyperSpike Accessories | 72354B-801 | LIGHT DUTY TRIPOD | 871.88 | 348.75
| Wide-Area MNS | HyperSpike Accessories | 72377B-801 | TCPA-10 Wall Mount Bracket | 235.09 | 211.58
| Wide-Area MNS | HyperSpike Accessories | 72378B-801 | TPCA-10 Dual Unit Mounting Adapter | 47.79 | 43.01
New | Wide-Area MNS | HyperSpike Accessories | 72538B-801 | HS-ENCOMPASS FLOOR PEDESTAL KIT | 1470 | 588
New | Wide-Area MNS | HyperSpike Accessories | 72539B-801 | HS-ENCOMPASS WALL MOUNT | 4560 | 1824
New | Wide-Area MNS | HyperSpike Accessories | 72540B-801 | HS-ENCOMPASS POLE MOUNT | 1743.78 | 697.51
New | Wide-Area MNS | HyperSpike Accessories | 72542B-801 | LineWave Distributed Audio Transformer Box for LineWave 8X. Should be used whenever connecting to a distributed audio system. | 653.91 | 523.13
New | Wide-Area MNS | HyperSpike Accessories | 72542B-801-L | UL TRANSFORMER BOX, HIGH POWER SINGLE CHANNEL - LINE WAVE | 697.5 | 627.75
New | Wide-Area MNS | HyperSpike Accessories | 72542B-802 | LineWave Distributed Audio Transformer Box for LineWave 16X. Should be used whenever connecting to a distributed audio system. | 842.81 | 674.25
New | Wide-Area MNS | HyperSpike Accessories | 72542B-802-L | UL TRANSFORMER BOX, HIGH POWER DUAL CHANNEL - LINE WAVE | 930 | 837
New | Wide-Area MNS | HyperSpike Accessories | 72551B-801 | HS-ENCOMPASS 25/50/75V TRANSFORMER | 1181.9 | 472.76
New | Wide-Area MNS | HyperSpike Accessories | 72575B-801 | LineWave Distributed Audio Transformer Box for LineWave 2X & 4X. Should be used whenever connecting to a distributed audio system. | 336.16 | 268.93
New | Wide-Area MNS | HyperSpike Accessories | 72575B-801-L | UL TRANSFORMER BOX, LOWER POWER - LINE WAVE | 360.81 | 324.73
New | Wide-Area MNS | HyperSpike Accessories | 72581B-801 | LINE WAVE POLE MOUNT KIT | 215.29 | 193.76
New | Wide-Area MNS | HyperSpike Accessories | 72587B-801 | TCPA-10 Mounting Plate to accommodate 4 TCPA-10 speakers arranged in an omni-directional cluster. | 1152.81 | 922.25
| Wide-Area MNS | HyperSpike Accessories | 74014A-SK15 | MA-Micro or MA-1 emitter head ceiling mount | 1579.08 | 631.63
| Wide-Area MNS | HyperSpike Accessories | 90136A-HDW-801 | TCPA Directional Single Mount Bracket | 742.08 | 296.83
| Wide-Area MNS | HyperSpike Accessories | 90136A-HDW-802 | TCPA Directional Wall Mount | 1356.25 | 542.5
| Wide-Area MNS | HyperSpike Accessories | 90136A-HDW-803 | TCPA-4 Horn Mounting Bracket | 6103.15 | 2441.26
| Wide-Area MNS | HyperSpike Accessories | 90171A-801 | MA-1 standalone amplifier (Crown 6002 XTi) | 13891.9 | 5556.76
| Wide-Area MNS | HyperSpike Accessories | 90171A-802 | MA-2 standalone amplifier (Crown 6002 XTi) | 13891.9 | 5556.76
| Wide-Area MNS | HyperSpike Accessories | 90172A-801 | TCPA Standalone amplifier (Crown 4002 XTi) | 8292.53 | 3317.01
| Wide-Area MNS | HyperSpike Accessories | 90172A-805 | MA-Micro standalone amplifier (Crown 4002 XTi) | 8292.53 | 3317.01
| Wide-Area MNS | HyperSpike Accessories | 90172A-806 | UL Omni standalone amplifier (Crown 4002 XTi) | 8292.53 | 3317.01
| Wide-Area MNS | HyperSpike Accessories | 90179A-801 | 70V constant-voltage transformer | 2441.28 | 976.51
| Wide-Area MNS | HyperSpike Accessories | 90209A-801 | MA Series Wall Mount Kit | 2650 | 1060
| Wide-Area MNS | HyperSpike Accessories | 90209A-802 | Pole-Mount Kit. Bolts to steel or wooden pole. Additional support and guy wires may be necessary | 4220 | 1688
| Wide-Area MNS | HyperSpike Accessories | 90209A-803 | MA-1 and MA-2 Emitter head wall-mount bracket & installation kit To be used with 1,2,3 Sided option only | 2325.03 | 930.01
| Wide-Area MNS | HyperSpike Accessories | 90209A-804 | MA Series tripod mounting system. 10' tripod with 14' mast. Additional support and guy wires may be necessary | 4436.9 | 1774.76
New | Wide-Area MNS | HyperSpike Accessories | 90223A-801-02-L | ENCOMPASS MA1 1600W UL CID2 SPEAKER-TAN | 46234.5 | 18493.8
New | Wide-Area MNS | HyperSpike Accessories | 90223A-801-04-L | ENCOMPASS MA1 1600W UL CID2 SPEAKER-GRAY | 46234.5 | 18493.8
New | Wide-Area MNS | HyperSpike Accessories | 90223A-802-02-L | HS ENCOMPASS MA1 960W UL CID2 SPEAKER-TAN | 28216.5 | 11286.6
New | Wide-Area MNS | HyperSpike Accessories | 90223A-802-04-L | HS ENCOMPASS MA1 960W UL CID2 SPEAKER-GRY | 28216.5 | 11286.6
New | Wide-Area MNS | HyperSpike Accessories | 90223A-803-02-L | HS ENCOMPASS MA1 640W UL CID2 SPEAKER-TAN | 23556 | 9422.4
New | Wide-Area MNS | HyperSpike Accessories | 90223A-803-04-L | HS ENCOMPASS MA1 640W UL CID2 SPEAKER-GRY | 23556 | 9422.4
New | Wide-Area MNS | HyperSpike Accessories | 90223A-804-02-L | HS ENCOMPASS MA1 320W UL CID2 SPEAKER-TAN | 18349.5 | 7339.8
New | Wide-Area MNS | HyperSpike Accessories | 90223A-804-04-L | HS ENCOMPASS MA1 320W UL CID2 SPEAKER-GRY | 18349.5 | 7339.8
New | Wide-Area MNS | HyperSpike Accessories | 90224A-801-02-L | ENCOMPASS MA2 UL CID2 3200W SPEAKER-TAN | 80827.5 | 32331
New | Wide-Area MNS | HyperSpike Accessories | 90224A-801-04-L | ENCOMPASS MA2 3200W UL CID2 SPEAKER-GRAY | 80827.5 | 32331
New | Wide-Area MNS | HyperSpike Accessories | 90224A-802-02-L | ENCOMPASS MA2 UL CID2 1920W SPEAKER-TAN | 48009 | 19203.6
New | Wide-Area MNS | HyperSpike Accessories | 90224A-802-04-L | ENCOMPASS MA2 1920W UL CID2 SPEAKER-GRAY | 48009 | 19203.6
New | Wide-Area MNS | HyperSpike Accessories | 90224A-803-02-L | ENCOMPASS MA2 1280W UL CID2 SPEAKER-TAN | 38161.5 | 15264.6
New | Wide-Area MNS | HyperSpike Accessories | 90224A-803-04-L | ENCOMPASS MA2 1280W UL CID2 SPEAKER-GRAY | 38161.5 | 15264.6
New | Wide-Area MNS | HyperSpike Accessories | 90224A-804-02-L | HS ENCOMPASS MA2 640W UL CID2 SPEAKER-TAN | 27280.5 | 10912.2
New | Wide-Area MNS | HyperSpike Accessories | 90224A-804-04-L | ENCOMPASS MA2 960W UL CID2 SPEAKER-GRAY | 27280.5 | 10912.2
New | Wide-Area MNS | HyperSpike Accessories | 90240A-801 | HS ENCOMPASS MA MICRO AMPLIFIER CABINET | 30650 | 12260
New | Wide-Area MNS | HyperSpike Accessories | 90240A-802 | HS ENCOMPASS MA-1 320W AMPLIFIER CABINET | 30650 | 12260
New | Wide-Area MNS | HyperSpike Accessories | 90240A-803 | HS ENCOMPASS 640W AMPLIFIER CABINET | 33310 | 13324
New | Wide-Area MNS | HyperSpike Accessories | 90240A-804 | HS ENCOMPASS MA 960W AMPLIFIER CABINET | 36840 | 14736
New | Wide-Area MNS | HyperSpike Accessories | 90240A-805 | HS ENCOMPASS MA-1 1600W AMPLIFIER CABINET | 41480 | 16592
New | Wide-Area MNS | HyperSpike Accessories | 90240A-806 | HS ENCOMPASS MA-2 1280W AMPLIFIER CABINET | 44410 | 17764
New | Wide-Area MNS | HyperSpike Accessories | 90240A-807 | HS ENCOMPASS MA-2 1920W AMPLIFIER CABINET | 51180 | 20472
New | Wide-Area MNS | HyperSpike Accessories | 90240A-808 | HS ENCOMPASS MA-2 3200W AMPLIFIER CABINET | 56810 | 22724
New | Wide-Area MNS | HyperSpike Accessories | 90243A-801-01-L | LINE WAVE 2 UL SPEAKER - BLACK | 628.62 | 565.76
| Wide-Area MNS | HyperSpike Accessories | 90243A-801-05-L | LINE WAVE 2 UL SPEAKER - RED | 632.67 | 569.4
New | Wide-Area MNS | HyperSpike Accessories | 90243A-801-06-L | LINE WAVE 2 UL SPEAKER - WHITE | 628.62 | 565.76
| Wide-Area MNS | HyperSpike Accessories | 90243A-801-07-L | LINE WAVE 2 UL SPEAKER - SILVER GREY | 632.67 | 569.4
New | Wide-Area MNS | HyperSpike Accessories | 90243A-802-01-L | LINE WAVE 4 UL SPEAKER - BLACK | 822.37 | 740.13
New | Wide-Area MNS | HyperSpike Accessories | 90243A-802-05-L | LINE WAVE 4 UL SPEAKER - RED | 822.37 | 740.13
New | Wide-Area MNS | HyperSpike Accessories | 90243A-802-06-L | LINE WAVE 4 UL SPEAKER - WHITE | 822.37 | 740.13
| Wide-Area MNS | HyperSpike Accessories | 90243A-802-07-L | LINE WAVE 4 UL SPEAKER - SILVER GREY | 889.2 | 800.28
New | Wide-Area MNS | HyperSpike Accessories | 90243A-803-01-L | LINE WAVE 8 UL SPEAKER - BLACK | 1334.73 | 1201.26
New | Wide-Area MNS | HyperSpike Accessories | 90243A-803-05-L | LINE WAVE 8 UL SPEAKER - RED | 1334.72 | 1201.25
New | Wide-Area MNS | HyperSpike Accessories | 90243A-803-06-L | LINE WAVE 8 UL SPEAKER - WHITE | 1334.72 | 1201.25
| Wide-Area MNS | HyperSpike Accessories | 90243A-803-07-L | LINE WAVE 8 UL SPEAKER - SILVER GREY | 1343.33 | 1209
New | Wide-Area MNS | HyperSpike Accessories | 90243A-804-01-L | LINE WAVE 16 UL SPEAKER - BLACK | 2049.44 | 1844.5
New | Wide-Area MNS | HyperSpike Accessories | 90243A-804-05-L | LINE WAVE 16 UL SPEAKER - RED | 2049.44 | 1844.5
New | Wide-Area MNS | HyperSpike Accessories | 90243A-804-06-L | LINE WAVE 16 UL SPEAKER - WHITE | 2049.44 | 1844.5
| Wide-Area MNS | HyperSpike Accessories | 90243A-804-07-L | LINE WAVE 16 UL SPEAKER - SILVER GREY | 2049.46 | 1844.51
| Wide-Area MNS | HyperSpike Accessories | 92010A-801 | Tripod - Heavy Duty | 2247.53 | 899.01
| Wide-Area MNS | HyperSpike Accessories | 92028A-1-02 | MA-1 Tan Protective Speaker Cover | 589.03 | 235.61
| Wide-Area MNS | HyperSpike Accessories | 92028A-1-04 | MA-1 Gray Protective Speaker Cover | 589.03 | 235.61
| Wide-Area MNS | HyperSpike Accessories | 92028A-2-02 | MA-2 Tan Protective Speaker Cover | 676.2 | 270.48
| Wide-Area MNS | HyperSpike Accessories | 92028A-2-04 | MA-2 Gray Protective Speaker Cover | 676.2 | 270.48
New | Wide-Area MNS | HyperSpike Encompass | 90250A-801 | Encompass LT 300W Electronics Control Cabinet | 5105.31 | 4084.25
New | Wide-Area MNS | HyperSpike Encompass | 90250A-802 | Encompass LT 600W Electronics Control Cabinet | 7362.5 | 5890
New | Wide-Area MNS | HyperSpike Encompass | 90272A-801 | Encompass LT 300W ECC, IP Based | 5802.81 | 4642.25
New | Wide-Area MNS | HyperSpike Encompass | 90272A-802 | Encompass LT 600W ECC, IP Based | 8050.31 | 6440.25
| Wide-Area MNS | MA-1, MA-2 Speakers | 90080A-801-02-L | UL 1480A, CID2, Tan, (5 of 5 Active Panels) MA-2 Series 3200 Watt speaker head. | 82072.53 | 32829.01
| Wide-Area MNS | MA-1, MA-2 Speakers | 90080A-801-04-L | UL 1480A, CID2, Gray, (5 of 5 Active Panels) MA-2 Series 3200 Watt speaker head. | 82072.53 | 32829.01
| Wide-Area MNS | MA-1, MA-2 Speakers | 90080A-802-02-L | UL 1480A, CID2, Tan, (3 of 5 Active Panels) MA-2 Series 1920 Watt speaker head. | 48747.5 | 19499
| Wide-Area MNS | MA-1, MA-2 Speakers | 90080A-802-04-L | UL 1480A, CID2, Gray, (3 of 5 Active Panels) MA-2 Series 1920 Watt speaker head. | 48747.5 | 19499
| Wide-Area MNS | MA-1, MA-2 Speakers | 90080A-803-02-L | UL 1480A, CID2, Tan, (2 of 5 Active Panels) MA-2 Series 1280 Watt speaker head. | 38788.78 | 15515.51
| Wide-Area MNS | MA-1, MA-2 Speakers | 90080A-803-04-L | UL 1480A, CID2, Gray, (2 of 5 Active Panels) MA-2 Series 1280 Watt speaker head. | 38788.78 | 15515.51
| Wide-Area MNS | MA-1, MA-2 Speakers | 90080A-804-02-L | UL 1480A, CID2, Tan, (1 of 5 Active Panels) MA-2 Series 640 Watt speaker head. | 27686.9 | 11074.76
| Wide-Area MNS | MA-1, MA-2 Speakers | 90080A-804-04-L | UL 1480A, CID2, Gray, (1 of 5 Active Panels) MA-2 Series 640 Watt speaker head. | 27686.9 | 11074.76
| Wide-Area MNS | MA-1, MA-2 Speakers | 90105A-801-02-L | UL 1480A, CID2, Tan (5 of 5 Active Panels), MA-1 Series 1600 Watt speaker head. | 46945.65 | 18778.26
| Wide-Area MNS | MA-1, MA-2 Speakers | 90105A-801-04-L | UL 1480A, CID2, Gray (5 of 5 Active Panels), MA-1 Series 1600 Watt speaker head. | 46945.65 | 18778.26
| Wide-Area MNS | MA-1, MA-2 Speakers | 90105A-802-02-L | UL 1480A, CID2, Tan (3 of 5 Active Panels), MA-1 Series 960 Watt speaker head. | 28655.65 | 11462.26
| Wide-Area MNS | MA-1, MA-2 Speakers | 90105A-802-04-L | UL 1480A, CID2, Gray (3 of 5 Active Panels), MA-1 Series 960 Watt speaker head. | 28655.65 | 11462.26
| Wide-Area MNS | MA-1, MA-2 Speakers | 90105A-803-02-L | UL 1480A, CID2, Tan (2 of 5 Active Panels), MA-1 Series 640 Watt speaker head. | 23889.38 | 9555.75
| Wide-Area MNS | MA-1, MA-2 Speakers | 90105A-803-04-L | UL 1480A, CID2, Gray (2 of 5 Active Panels), MA-1 Series 640 Watt speaker head. | 23889.38 | 9555.75
| Wide-Area MNS | MA-1, MA-2 Speakers | 90105A-804-02-L | UL 1480A, CID2, Tan (1 of 5 Active Panels), MA-1 Series 320 Watt speaker head. | 18638.75 | 7455.5
| Wide-Area MNS | MA-1, MA-2 Speakers | 90105A-804-04-L | UL 1480A, CID2, Gray (1 of 5 Active Panels), MA-1 Series 320 Watt speaker head. | 18638.75 | 7455.5
| Wide-Area MNS | Omni-Directional Speakers | 90185A-801-04-A | Medium Power UL Rated Omni-directional loudspeaker assembly with selectable power taps for 50W/100W/200W. 70V Drive. Gray with red alert label. | 9435.63 | 3774.25
| Wide-Area MNS | Omni-Directional Speakers | 90185A-801-04-F | Medium Power UL Rated Omni-directional loudspeaker assembly with selectable power taps for 50W/100W/200W. 70V Drive. Gray with red fire label. | 9435.63 | 3774.25
| Wide-Area MNS | Omni-Directional Speakers | 90185A-801-04-N | Medium Power UL Rated Omni-directional loudspeaker assembly with selectable power taps for 50W/100W/200W. 70V Drive. Gray with no label. | 9435.63 | 3774.25
| Wide-Area MNS | Omni-Directional Speakers | 90185A-801-05-A | Medium Power UL Rated Omni-directional loudspeaker assembly with selectable power taps for 50W/100W/200W. 70V Drive. Red with white alert label. | 9435.63 | 3774.25
| Wide-Area MNS | Omni-Directional Speakers | 90185A-801-05-F | Medium Power UL Rated Omni-directional loudspeaker assembly with selectable power taps for 50W/100W/200W. 70V Drive. Red with white fire label. | 9435.63 | 3774.25
| Wide-Area MNS | Omni-Directional Speakers | 90185A-801-05-N | Medium Power UL Rated Omni-directional loudspeaker assembly with selectable power taps for 50W/100W/200W. 70V Drive. Red with no label. | 9435.63 | 3774.25
| Wide-Area MNS | Omni-Directional Speakers | 90185A-801-06-A | Medium Power UL Rated Omni-directional loudspeaker assembly with selectable power taps for 50W/100W/200W. 70V Drive. White with red alert label. | 9435.63 | 3774.25
| Wide-Area MNS | Omni-Directional Speakers | 90185A-801-06-F | Medium Power UL Rated Omni-directional loudspeaker assembly with selectable power taps for 50W/100W/200W. 70V Drive. White with red fire label. | 9435.63 | 3774.25
| Wide-Area MNS | Omni-Directional Speakers | 90185A-801-06-N | Medium Power UL Rated Omni-directional loudspeaker assembly with selectable power taps for 50W/100W/200W. 70V Drive. White with no label. | 9435.63 | 3774.25
| Wide-Area MNS | TCPA Omni-Directional Speakers | 90136A-801 | TCPA Directional; Medium Power 200 Watt Indoor/Outdoor directional (70x80 degree) loudspeaker. Order 70V constant-voltage transformer separately. | 11373.15 | 4549.26
| Wide-Area MNS | TCPA Omni-Directional Speakers | 90136A-TCPA-4 | Qty 4 TCPA Directional speaker 4-horn array with 4-up mounting bracket, 4 x single horn mounting adapters, 4 x adjustable interface bracket. Order 70V constant-voltage transformer separately. | 51401.88 | 20560.75
| Wide-Area MNS | TCPA Omni-Directional Speakers | 90215A-801-01-L | UL 1480 listed and CID2 certified TCPA-10 Distributed Audio speaker. Five field-selectable power taps that run off of 25V, 70V, and 100VRMS audio systems. Taps can easily be changed by turning a knob. Integrated DC blocking capacitor allows the fire alarm control panel to conduct circuit supervision. Black | 2092.5 | 1883.25
| Wide-Area MNS | TCPA Omni-Directional Speakers | 90215A-801-04-L | UL 1480 listed and CID2 certified TCPA-10 Distributed Audio speaker. Five field-selectable power taps that run off of 25V, 70V, and 100VRMS audio systems. Taps can easily be changed by turning a knob. Integrated DC blocking capacitor allows the fire alarm control panel to conduct circuit supervision. Gray | 2092.51 | 1883.26
| Wide-Area MNS | TCPA Omni-Directional Speakers | 90215A-801-05-L | UL 1480 listed and CID2 certified TCPA-10 Distributed Audio speaker. Five field-selectable power taps that run off of 25V, 70V, and 100VRMS audio systems. Taps can easily be changed by turning a knob. Integrated DC blocking capacitor allows the fire alarm control panel to conduct circuit supervision. Red | 2092.51 | 1883.26
| Wide-Area MNS | TCPA Omni-Directional Speakers | 90215A-801-06-L | UL 1480 listed and CID2 certified TCPA-10 Distributed Audio speaker. Five field-selectable power taps that run off of 25V, 70V, and 100VRMS audio systems. Taps can easily be changed by turning a knob. Integrated DC blocking capacitor allows the fire alarm control panel to conduct circuit supervision. White | 2092.51 | 1883.26
| Wide-Area MNS | TCPA Omni-Directional Speakers | 90219A-801-01-L | UL 1480 listed and CID2 certified TCPA-10 8 Ohm speaker. Compatible with public address systems. Black | 1920.28 | 1728.25
| Wide-Area MNS | TCPA Omni-Directional Speakers | 90219A-801-04-L | UL 1480 listed and CID2 certified TCPA-10 8 Ohm speaker. Compatible with public address systems. Gray | 1920.28 | 1728.25
| Wide-Area MNS | TCPA Omni-Directional Speakers | 90219A-801-05-L | UL 1480 listed and CID2 certified TCPA-10 8 Ohm speaker. Compatible with public address systems. Red | 1920.28 | 1728.25
| Wide-Area MNS | TCPA Omni-Directional Speakers | 90219A-801-06-L | UL 1480 listed and CID2 certified TCPA-10 8 Ohm speaker. Compatible with public address systems. White | 1920.28 | 1728.25
| Wide-Area MNS | TCPA Omni-Directional Speakers | 90219A-802-01-L | UL 1480 listed and CID2 certified TCPA-10 4 Ohm speaker. Compatible with public address systems. Black | 2712.51 | 2441.26
| Wide-Area MNS | TCPA Omni-Directional Speakers | 90219A-802-04-L | UL 1480 listed and CID2 certified TCPA-10 4 Ohm speaker. Compatible with public address systems. Gray | 2402.51 | 2162.26
| Wide-Area MNS | TCPA Omni-Directional Speakers | 90219A-802-05-L | UL 1480 listed and CID2 certified TCPA-10 4 Ohm speaker. Compatible with public address systems. Red | 2402.51 | 2162.26
| Wide-Area MNS | TCPA Omni-Directional Speakers | 90219A-802-06-L | UL 1480 listed and CID2 certified TCPA-10 4 Ohm speaker. Compatible with public address systems. White | 2402.51 | 2162.26

## CLSS
|  | Farenhyt Platinum/Gold VESDA Pro Price List April 4, 2022 |  |  | Effective April 4, 2022
Status | CATEGORY | FAMILY | PART NUMBER | DESCRIPTION |  | NET PRICE
New | CLSS | Tokens | HCR-TOKEN | CLSS Token (price per token purchased on CLSS Site Manager) |  | 0.12
New | CLSS | Tokens | CLSS -TOKEN-SUB | CLSS Tokens purchased through CLSS Site Manager with montly payment plan (price per token purchased on CLSS Site Manager) |  | 0.12
New | CLSS | Services | CLSS-CRPT | CUSTOM REPORT CREATION SERVICE |  | 250
New | CLSS | Services | CLSS-Data | DATA CONVERSION SERVICE (UNLIMITED NUMBER OF SPREADSHEETS OF DATA, BUT UP TO A MAXIMUM OF FOUR FORMATS) |  | 1500
Below items are purchased using Tokens on CLSS Site Manager ($0.12 Token Exchange Rate)
Status | CATEGORY | FAMILY | PART NUMBER | DESCRIPTION | TOKENS | NET PRICE
New | CLSS | Subscription | TOK-HCR-GW-SI | Annual Subscription - Fixed Gateway Silver. | 1500 | 180
New | CLSS | Subscription | TOK-HCR-GW-CU | Annual Subscription - Fixed Gateway Cellular Access. | 840 | 100.8
New | CLSS | Subscription | TOK-HCR-PL-PRO | Annual Subscription - Professional Technician Access. | 2040 | 244.8
New | CLSS | Support | TOK-CLSS-OBS | CLSS On-Boarding Support | 12500 | 1500
New | CLSS | Support | TOK-CLSS-RPT | CLSS Custom Report | 2080 | 249.6
NOTE: for the HW-TG7LAF02 and HW-TG7LVF02 units, access to CLSS is included with the monthly service fees paid to Telguard

## T&C
CONFIDENTIAL PRICE LIST Effective April 4, 2022
TERMS & CONDITIONS
Your purchase of the products and services listed in this price book is governed solely by the Terms and Conditions of sale (available at https://hwll.co/HBTLegal), together with the terms of any signed agreement you may have with Honeywell or its affiliated entities. Any conflicting, additional, and/or different terms or conditions on your Order or any other instrument you provide are deemed to be material alterations and are rejected and not binding upon Honeywell or its affiliated entities.

## Repairs
Effective April 4, 2022
Repair Charge Policy
REPAIR CHARGES FOR ALL CURRENT SILENT KNIGHT MANUFACTURED PRODUCT:
35% of current List Price
VENDOR ITEM REPAIR GUIDELINES:
For all items which are not SILENT KNIGHT® manufactured product, a repair charge will be imposed based on the repair charge from the vendor plus freight and handling.
CURRENT MANUFACTURED PRODUCT REPAIR GUIDELINES:
Honeywell Farenhyt will not Repair products that are still being manufactured, customer should order new products if they are out of warranty or follow RMA process if they are in warranty.
OBSOLETE OR DISCONTINUED PRODUCT REPAIR GUIDELINES:
For repair charges on items not in our current price list, please call the SILENT KNIGHT® Customer Service for estimated repair cost. Often, product is discontinued due to the unavailability of necessary integral parts. Repair of these products might not be possible; however, all attempts will be made to repair the item. Overall, we highly suggest purchasing an equivalent product for replacement.
ALL REPAIR RETURNS:
All repair returns are updated to the latest revision (hardware and firmware) and functionally tested.
Repair Policy
The following guidelines should be followed when returning product for REPAIR to SILENT KNIGHT®:
A) A Return Material Authorization (RMA) Number must be obtained from the SILENT KNIGHT® Customer Service department at 800-328-0103 prior to the return of any merchandise. Any merchandise received without a prior Return Material Authorization will be REFUSED. All returns must be sent FREIGHT PREPAID and the Return Authorization Number must be on the address label.
B) Any item returned by a distributor for repair deemed by a SILENT KNIGHT® Technician to be beyond repair, will be returned marked with a BEYOND REPAIR tag or letter stating that it is NOT cost-effective to repair.
C) Use original packing slip when returning equipment and include a short explanation of the suspected or intermittent problem. Each unit should be tagged for easy identification. Tags should be removable.
D) Please send returns to:
SILENT KNIGHT, Repair Department
12 Clintonville Road, Rte.22
Dock 12/ Dock 13
Northford, CT 06472
RMA # ________________________
(II)

## Install
Effective April 4, 2022
Installation Procedures
Adherence to the following will aid in problem-free installation with long-term reliablity
Installation Precautions - Adherence to the following will aid in problem-free installation with long-term reliability: WARNING - Several different sources of power can be connected to the fire alarm control panel. Disconnect all sources of power before servicing. Control unit and associated equipment may be damaged by removing and/or inserting cards, modules, or interconnecting cables while the unit is energized. Do not attempt to install, service, or operate this unit until manuals are read and understood. CAUTION - System Re-acceptance Test after Software Changes: To ensure proper system operation, this product must be tested in accordance with NFPA 72 after any programming operation or change in site-specific software. Re-acceptance testing is required after any change, addition or deletion of system components, or after any modification, repair or adjustment to system hardware or wiring. All components, circuits, system operations, or software functions known to be affected by a change must be 100% tested. In addition, to ensure that other operations are not inadvertently affected, at least 10% of initiating devices that are not directly affected by the change, up to a maximum of 50 devices, must also be tested and proper system operation verified. This system meets NFPA requirements for operation at 0-49º C/32-120º F and at a relative humidity of 85% RH (non-condensing) at 30º C/86º F. However, the useful life of the system's standby batteries and the electronic components may be adversely affected by extreme temperature ranges and humidity. Therefore, it is recommended that this system and its peripherals be installed in an environment with a normal room temperature of 15-27º C/60-80º F. Verify that wire sizes are adequate for all initiating and indicating device loops. Most devices cannot tolerate more than a 10% I.R. drop from the specified device voltage. Like all solid state electronic devices, this system may operate erratically or can be damaged when subjected to lightning induced transients. Although no system is completely immune from lightning transients and interference, proper grounding will reduce susceptibility. Overhead or outside aerial wiring is not recommended, due to an increased susceptibility to nearby lightning strikes. Consult with the Technical Services Department if any problems are anticipated or encountered.
Disconnect AC power and batteries prior to removing or inserting circuit boards. Failure to do so can damage circuits. Remove all electronic assemblies prior to any drilling, filing, reaming, or punching of the enclosure. When possible, make all cable entries from the sides or rear. Before making modifications, verify that they will not interfere with battery, transformer, or printed circuit board location. Do not tighten screw terminals more than 9 in-lbs. Over-tightening may damage threads, resulting in reduced terminal contact pressure and difficulty with screw terminal removal. SILENT KNIGHT® fire alarm control panels contain static-sensitive components. Always ground yourself with a proper wrist strap before handling any circuits so that static charges are removed from the body. Use static suppressive packaging to protect electronic assemblies removed from the unit.
Follow the instructions in the installation, operating, and programming manuals. These instructions must be followed to avoid damage to the control panel and associated equipment. FACP operation and reliability depend upon proper installation.
(III)
While installing a fire alarm system may make lower insurance rates possible, it is not a substitute for fire insurance! An automatic fire alarm system - typically made up of smoke detectors, heat detectors, manual pull stations, audible warning devices, and a fire alarm control with remote notification capability - can provide early warning of a developing fire. Such a system, however, does not assure protection against property damage or loss of life resulting from a fire. Any fire alarm system may fail for a variety of reasons: Smoke detectors may not sense fire where smoke cannot reach the detectors such as in chimneys, in walls, or roofs, or on the other side of closed doors. Smoke detectors also may not sense a fire on another level or floor of a building. A second floor detector, for example, may not sense a first floor or basement fire. Furthermore, all types of smoke detectors, including ionization and photoelectric types, have sensing limitations. No type of smoke detector can sense every kind of fire caused by carelessness and safety hazards like smoking in bed, violent explosions, escaping gas, improper storage of flammable materials, overloaded electrical circuits, children playing with matches, or arson.
IMPORTANT! Smoke detectors must be installed in the same room as the control panel and in rooms used by the system for the connection of alarm transmission wiring, communications, signaling, and/or power. If detectors are not so located, a developing fire may damage the alarm system, crippling its ability to report a fire. Audible warning devices such as bells may not alert people if these devices are located on the other side of closed or partly open doors or are located on another floor of a building. A fire alarm system will not operate without any electrical power. If AC power fails, the system will operate from standby batteries only for a specified time. Rate-of-Rise heat detectors may be subject to reduced sensitivity over time. For this reason, the rate-of-rise feature of each detector should be tested at least once per year by a qualified fire protection specialist. Equipment used in the system may not be technically compatible with the control. It is essential to use only equipment listed for service with your control panel. Telephone lines needed to transmit alarm signals from a premise to a central monitoring station may be out of service or temporarily disabled. The most common cause of fire alarm malfunctions, however, is inadequate maintenance. All devices and system wiring should be tested and maintained by professional fire alarm installers following written procedures supplied with each device. System inspection and testing should be scheduled monthly or as required by National and/or local fire codes. Adequate written records of all inspections should be kept.
FCC Warning
WARNING: This equipment generates, uses, and can radiate radio frequency energy and if not installed and used in accordance with the instruction manual may cause interference to radio communications. It has been tested and found to comply with the limits for class A computing devices pursuant to Subpart B of Part 15 of FCC Rules, which is designed to provide reasonable protection against such interference when devices are operated in a commercial environment. Operation of this equipment in a residential area is likely to cause interference, in which case the user will be required to correct the interference at his or her own expense.
Canadian Requirements - This digital apparatus does not exceed the Class A limits for radiation noise emissions from digital apparatus set out in the Radio Interference Regulations of the Canadian Department of Communications
(IV)