## COVER
SILVER
PRICE LIST
CONFIDENTIAL
Revised: January 7, 2022
Effective: January 24, 2022
Gamewell-FCI · 12 Clintonville Road · Northford, CT 06472 · (203) 484-7161 · www.gamewell-fci.com

## PRICE
|  | 2022 SILVER PRICE LIST |  |  |  | Effective January 24, 2022
No | STATUS | CATEGORY | FAMILY | PART NO | DESCRIPTION | LIST | SILVER NET
2543 |  | Audible/Visual MNS Notification | Textual Visual Notification Appliances | ALPHA-215 | Programmable LED array, 2.5"x26" display | 2220 | 1105.8
2549 |  | Audible/Visual MNS Notification | Textual Visual Notification Appliances | MEGADOT | Programmable LED array, 4.0" X 45.5" display | 3140 | 1881
2550 |  | Audible/Visual MNS Notification | Textual Visual Notification Appliances | MNS-4000ul/24 | MNS 4000 LED Display, 24V, UL1638 | 4960 | 3074.58
2552 |  | Audible/Visual MNS Notification | Textual Visual Notification Appliances | MNS-CABLE | 1' RS-485 connector cable for MNS-control | 58 | 26.72
1329 |  | Audible/Visual MNS Notification | Textual Visual Notification Appliances | MNS-CONTROL16 | FACP interface for LED arrays, 16 messages | 4280 | 2607.75
1330 |  | Audible/Visual MNS Notification | Textual Visual Notification Appliances | MNS-CONTROL8 | FACP interface for LED arrays, 8 messages | 3000 | 1439.14
1284 |  | Audible/Visual MNS Notification | Textual Visual Notification Appliances | SP-2/MNS | Two message sign, "ANNOUNCEMENT" and "EVACUATE" | 915 | 456
1533 |  | Audible/Visual MNS Notification | Textual Visual Notification Appliances | SP-4 | Four message sign, "FIRE", "WEATHER", "ANNOUNCEMENT", "EVACUATE" | 785 | 472.45
274 | New | Addressable Devices, Modules, Pulls & Accessories | Duct Detectors and Accessories | DUCTCOV | REPLACEMENT COVER FOR SK-DUCT AND DNR DUCT SMOKE DETECTORS | 25.5 | 11.82
317 | New | Addressable Devices, Modules, Pulls & Accessories | Duct Detectors and Accessories | DUCTCOVW | REPLACEMENT COVER FOR DNRW DUCT SMOKE DETECTORS | 32 | 14.9
1815 |  | Addressable Devices, Modules, Pulls & Accessories | System Sensor Addressable Detector Bases | SMB600 | SURFACE MOUNT BOX; FOR 400 & 500 SERIES DETECTORS AND SOUNDER BASES | 22.5 | 9.25
278 |  | Addressable Devices, Modules, Pulls & Accessories | Velociti Series Modules, Pull Stations & Accessories | A2143-20 | 100uF Nonpolarized Bypass Capacitor - For AOM-2SF Audio Amplifer install | 28.5 | 13.84
157 |  | Addressable Devices, Modules, Pulls & Accessories | Velociti Series Modules, Pull Stations & Accessories | AMM-2F | Addressable monitor module, Class “B” | 90.5 | 41.48
1537 |  | Addressable Devices, Modules, Pulls & Accessories | Velociti Series Modules, Pull Stations & Accessories | AMM-2IF | Addressable dual monitor module, 2 circuit | 174 | 81.2
|  | Addressable Devices, Modules, Pulls & Accessories | Velociti Series Modules, Pull Stations & Accessories | AMM-2RIF | Addressable 2 Input / 2 Output Module | 389 | 185.71
752 |  | Addressable Devices, Modules, Pulls & Accessories | Velociti Series Modules, Pull Stations & Accessories | AMM-4F | Addressable monitor module, Class “A” | 102 | 47.57
|  | Addressable Devices, Modules, Pulls & Accessories | Velociti Series Modules, Pull Stations & Accessories | AMM-4SF | Addressable sub-loop module, Class “A” | 176 | 81.18
1981 |  | Addressable Devices, Modules, Pulls & Accessories | Velociti Series Modules, Pull Stations & Accessories | AOM-2RF | Addressable output relay control module | 128 | 59.76
413 |  | Addressable Devices, Modules, Pulls & Accessories | Velociti Series Modules, Pull Stations & Accessories | AOM-2SF | Addressable output signal module | 135 | 62.68
412 |  | Addressable Devices, Modules, Pulls & Accessories | Velociti Series Modules, Pull Stations & Accessories | AOM-TELF | Telephone monitor module | 221 | 92.82
2476 |  | Addressable Devices, Modules, Pulls & Accessories | Velociti Series Modules, Pull Stations & Accessories | CB500 | Control module barrier, required by UL to separate power limited and non power limited wiring in modules | 23 | 11.46
2477 |  | Addressable Devices, Modules, Pulls & Accessories | Velociti Series Modules, Pull Stations & Accessories | FP-IVORY-BP | Unmarked Ivory Module Faceplate 10-PACK | 106 | 48.95
277 |  | Addressable Devices, Modules, Pulls & Accessories | Velociti Series Modules, Pull Stations & Accessories | FP-WHITE-2-BP | Unmarked Bright White 2In/2Out Module Faceplate 10-PACK | 106 | 49.84
329 |  | Addressable Devices, Modules, Pulls & Accessories | Velociti Series Modules, Pull Stations & Accessories | FP-WHITE-BP | Unmarked Bright White Module Faceplate 10-PACK | 92 | 43.46
362 |  | Addressable Devices, Modules, Pulls & Accessories | Velociti Series Modules, Pull Stations & Accessories | FP-WHITE-SWIFT-BP | Unmarked Bright White SWIFT Module Faceplate 10-PACK | 125 | 57.15
|  | Addressable Devices, Modules, Pulls & Accessories | Velociti Series Modules, Pull Stations & Accessories | ISO-6 | Multi-module, 6 fault isolator module | 600 | 282.23
940 |  | Addressable Devices, Modules, Pulls & Accessories | Velociti Series Modules, Pull Stations & Accessories | M500X | Fault Isolator module | 111 | 52.57
306 |  | Addressable Devices, Modules, Pulls & Accessories | Velociti Series Modules, Pull Stations & Accessories | MBB-2 | Back box, 2 unit | 165 | 67.42
982 |  | Addressable Devices, Modules, Pulls & Accessories | Velociti Series Modules, Pull Stations & Accessories | MBB-6 | Back box, 6 unit (requires MCH-6) | 342 | 139.87
1552 |  | Addressable Devices, Modules, Pulls & Accessories | Velociti Series Modules, Pull Stations & Accessories | MCH-6 | 6-unit mounting chassis for MBB-6 | 91.5 | 36.55
152 |  | Addressable Devices, Modules, Pulls & Accessories | Velociti Series Modules, Pull Stations & Accessories | MMI-10F | Multi-module input, 10 monitor input module | 730 | 340.76
384 |  | Addressable Devices, Modules, Pulls & Accessories | Velociti Series Modules, Pull Stations & Accessories | MMI-6SF | Multi-module input, 6 zone sub-loop module | 700 | 324.64
407 |  | Addressable Devices, Modules, Pulls & Accessories | Velociti Series Modules, Pull Stations & Accessories | MMO-6RF | Multi-module output, 6 relay output module | 645 | 299.11
933 |  | Addressable Devices, Modules, Pulls & Accessories | Velociti Series Modules, Pull Stations & Accessories | MMO-6SF | Multi-module output, 6 signal output module | 700 | 320.08
935 |  | Addressable Devices, Modules, Pulls & Accessories | Velociti Series Modules, Pull Stations & Accessories | MS-7AF | Addressable double action station | 160 | 74.5
942 |  | Addressable Devices, Modules, Pulls & Accessories | Velociti Series Modules, Pull Stations & Accessories | MS-7ASF | Addressable single action pull station | 145 | 74.5
318 |  | Addressable Devices, Modules, Pulls & Accessories | Velociti Series Modules, Pull Stations & Accessories | NCM-1 | Noise control module | 290 | 136.3
663 | New | Addressable Devices, Modules, Pulls & Accessories | Velociti Series Modules, Pull Stations & Accessories | SBA-10 | SURFACE BACK-BOX; FOR NBG-12LRA. | 30 | 14.1
664 |  | Addressable Devices, Modules, Pulls & Accessories | Velociti Series Modules, Pull Stations & Accessories | SMB500 US | Surface mount electrical box for use with modules, ivory | 25 | 11.29
665 |  | Addressable Devices, Modules, Pulls & Accessories | Velociti Series Modules, Pull Stations & Accessories | SMB500-WH | Surface mount electrical box for use with modules, bright white | 19.5 | 9.42
666 | Discontinued | Addressable Devices, Modules, Pulls & Accessories | Velociti Series Modules, Pull Stations & Accessories | SYNC-1 | Synchronization daughter module for XP6-C; includes SSD Sync. (Previous part number was XP-SYNC) | 0 | 0
667 |  | Addressable Devices, Modules, Pulls & Accessories | Velociti Series Modules, Pull Stations & Accessories | TC810S1000 | Addressable releasing control module - E3 Series in Velociti mode only | 372 | 173.55
668 |  | Addressable Devices, Modules, Pulls & Accessories | Velociti Series Sensors & Accessories | ASD-LS3 | Analog high sensitivity sensor, laser replacement, CLIP, bright white color | 413 | 174.92
669 |  | Addressable Devices, Modules, Pulls & Accessories | Velociti Series Sensors & Accessories | ASD-PL3 | Analog photoelectronic sensor, Velociti only, bright white color | 114 | 51.6
670 |  | Addressable Devices, Modules, Pulls & Accessories | Velociti Series Sensors & Accessories | ASD-PL3-IV | Analog photoelectronic sensor, Velociti/CLIP, ivory color | 122 | 58.38
742 |  | Addressable Devices, Modules, Pulls & Accessories | Velociti Series Sensors & Accessories | ASD-PL3R | Analog photoelectronic sensor, remote test capable, Velociti only, bright white color | 117 | 55.22
743 |  | Addressable Devices, Modules, Pulls & Accessories | Velociti Series Sensors & Accessories | ASD-PL3R-IV | Analog photoelectronic sensor, remote test capable, Velociti/CLIP, ivory color | 133 | 62.4
744 |  | Addressable Devices, Modules, Pulls & Accessories | Velociti Series Sensors & Accessories | ASD-PTL3 | Analog photoelectronic sensor with 135° thermal sensor, Velociti only, bright white color | 128 | 60.56
745 |  | Addressable Devices, Modules, Pulls & Accessories | Velociti Series Sensors & Accessories | ASD-PTL3-IV | Analog photoelectronic sensor with 135° thermal sensor, Velociti/CLIP, ivory color | 138 | 67.37
746 |  | Addressable Devices, Modules, Pulls & Accessories | Velociti Series Sensors & Accessories | ATD-L3 | Thermal sensor 135°, Velociti only, bright white color | 85 | 41.29
747 |  | Addressable Devices, Modules, Pulls & Accessories | Velociti Series Sensors & Accessories | ATD-L3H | Thermal sensor 190°, Velociti only, bright white color | 85 | 41.29
748 |  | Addressable Devices, Modules, Pulls & Accessories | Velociti Series Sensors & Accessories | ATD-L3H-IV | Thermal sensor 190°, Velociti/CLIP, ivory color | 100 | 48.91
749 |  | Addressable Devices, Modules, Pulls & Accessories | Velociti Series Sensors & Accessories | ATD-L3-IV | Thermal sensor 135°, Velociti/CLIP, ivory color | 100 | 48.91
939 |  | Addressable Devices, Modules, Pulls & Accessories | Velociti Series Sensors & Accessories | ATD-L3R | Thermal sensor Rate of Rise 15° / 135°, Velociti only, bright white color | 85 | 41.29
279 |  | Addressable Devices, Modules, Pulls & Accessories | Velociti Series Sensors & Accessories | ATD-L3R-IV | Thermal sensor Rate of Rise 15° / 135°, Velociti/CLIP, ivory color | 100 | 48.91
331 |  | Addressable Devices, Modules, Pulls & Accessories | Velociti Series Sensors & Accessories | B200S-IV | Intelligent addressable sounder base - For Velociti sensors only, Ivory | 108 | 50.81
936 |  | Addressable Devices, Modules, Pulls & Accessories | Velociti Series Sensors & Accessories | B200S-LF-IV | Intelligent addressable low frequency 520 Hz sounder base - For Velociti sensors only, Ivory | 176 | 82.37
|  | Addressable Devices, Modules, Pulls & Accessories | Velociti Series Sensors & Accessories | B200S-LF-WH | Intelligent addressable low frequency 520 Hz sounder base - For Velociti sensors only, Bright White | 167 | 78.65
|  | Addressable Devices, Modules, Pulls & Accessories | Velociti Series Sensors & Accessories | B200SR-IV | Intelligent plug-in sounder base with ANSI temporal 3 or continuous tone, Ivory | 104 | 48.88
1555 |  | Addressable Devices, Modules, Pulls & Accessories | Velociti Series Sensors & Accessories | B200SR-LF-IV | Intelligent plug-in low frequency 520 Hz sounder base with ANSI temporal 3 or continuous tone, Ivory | 171 | 79.8
1569 |  | Addressable Devices, Modules, Pulls & Accessories | Velociti Series Sensors & Accessories | B200SR-LF-WH | Intelligent plug-in low frequency 520 Hz sounder base with ANSI temporal 3 or continuous tone, Bright White | 164 | 76.92
934 |  | Addressable Devices, Modules, Pulls & Accessories | Velociti Series Sensors & Accessories | B200SR-WH | Intelligent plug-in sounder base with ANSI temporal 3 or continuous tone, Bright White | 99.5 | 45.43
937 |  | Addressable Devices, Modules, Pulls & Accessories | Velociti Series Sensors & Accessories | B200S-WH | Intelligent addressable sounder base - For Velociti sensors only, Bright White | 101 | 47.52
941 |  | Addressable Devices, Modules, Pulls & Accessories | Velociti Series Sensors & Accessories | B224BI-IV | Isolator base assembly, Velociti protocol, Ivory | 82 | 38.41
1223 |  | Addressable Devices, Modules, Pulls & Accessories | Velociti Series Sensors & Accessories | B224BI-WH | Isolator base assembly, Velociti protocol, Bright White | 75 | 35.45
|  | Addressable Devices, Modules, Pulls & Accessories | Velociti Series Sensors & Accessories | B224RB-IV | Relay base, Velociti protocol, Ivory | 83.5 | 39.56
|  | Addressable Devices, Modules, Pulls & Accessories | Velociti Series Sensors & Accessories | B224RB-WH | Relay base, Velociti protocol, Bright White color | 77 | 36.71
|  | Addressable Devices, Modules, Pulls & Accessories | Velociti Series Sensors & Accessories | B300-6 | 6" base, flanged, low profile, use with analog sensor or Velociti sensors, bright white color | 23.5 | 10.01
1682 |  | Addressable Devices, Modules, Pulls & Accessories | Velociti Series Sensors & Accessories | B300-6-BP | Bulk pack of B300-6, bright white color, quantity 10 | 200 | 85.02
110 |  | Addressable Devices, Modules, Pulls & Accessories | Velociti Series Sensors & Accessories | B300-6-IV | 6" base, flanged, low profile, use with analog sensor or Velociti sensors, ivory color | 28 | 13.24
359 |  | Addressable Devices, Modules, Pulls & Accessories | Velociti Series Sensors & Accessories | B501-BL | 4" base, no flange, black color | 35.5 | 16.79
408 |  | Addressable Devices, Modules, Pulls & Accessories | Velociti Series Sensors & Accessories | B501-IV | 4" base, no flange, ivory color | 35.5 | 16.79
1238 |  | Addressable Devices, Modules, Pulls & Accessories | Velociti Series Sensors & Accessories | B501-WHITE | 4" base, no flange, bright white color | 28 | 13.24
218 |  | Addressable Devices, Modules, Pulls & Accessories | Velociti Series Sensors & Accessories | B501-WHITE-BP | Bulk pack of B501, quantity 10, bright white color | 194 | 92.15
943 |  | Addressable Devices, Modules, Pulls & Accessories | Velociti Series Sensors & Accessories | C58-237-00 | Replacement dust cover for low profile sensors | 6.35 | 3.43
981 |  | Addressable Devices, Modules, Pulls & Accessories | Velociti Series Sensors & Accessories | CK300 | COLOR KIT WHITE (INCLUDES COVER AND TRIM RING)-10 pack | 153 | 71.84
2594 |  | Addressable Devices, Modules, Pulls & Accessories | Velociti Series Sensors & Accessories | CK300-BL | COLOR KIT BLACK (INCLUDES COVER AND TRIM RING)-10 pack | 230 | 107.29
| New | Addressable Devices, Modules, Pulls & Accessories | Velociti Series Sensors & Accessories | CK300-CO | COLOR KIT WHITE; CO (INCLUDES COVER AND TRIM RING) - 10 pack | 145 | 66.78
| New | Addressable Devices, Modules, Pulls & Accessories | Velociti Series Sensors & Accessories | CK300-CO-BL | COLOR KIT BLACK; CO (INCLUDES COVER AND TRIM RING) - 10 pack | 221 | 101.84
319 | New | Addressable Devices, Modules, Pulls & Accessories | Velociti Series Sensors & Accessories | CK300-CO-IV | COLOR KIT IVORY; CO (INCLUDES COVER AND TRIM RING) - 10 pack | 221 | 101.84
332 |  | Addressable Devices, Modules, Pulls & Accessories | Velociti Series Sensors & Accessories | CK300-IR | Fire/CO, PTIR Color Kit - pack of 10 (includes cover and trim ring), White | 153 | 71.84
78 |  | Addressable Devices, Modules, Pulls & Accessories | Velociti Series Sensors & Accessories | CK300-IR-BL | PTIR COLOR KIT (INCLUDES COVER AND TRIM RING) TR300 TR300-IV — TRIM RING — SMB600 SURFACE MOUNTING KIT (FLANGED), BLACK | 230 | 107.29
770 |  | Addressable Devices, Modules, Pulls & Accessories | Velociti Series Sensors & Accessories | CK300-IR-IV | Fire/CO, PTIR Color Kit - pack of 10 (includes cover and trim ring), Ivory | 230 | 107.29
798 |  | Addressable Devices, Modules, Pulls & Accessories | Velociti Series Sensors & Accessories | CK300-IV | COLOR KIT IVORY (INCLUDES COVER AND TRIM RING)-10 pack | 230 | 107.29
904 |  | Addressable Devices, Modules, Pulls & Accessories | Velociti Series Sensors & Accessories | DNR | InnovairFlex intelligent duct detector, non-relay, does not include head | 183 | 85.74
930 |  | Addressable Devices, Modules, Pulls & Accessories | Velociti Series Sensors & Accessories | DNRW | InnovairFlex duct detector, non-relay, does not include head, watertight | 311 | 146.18
938 | Discontinued | Addressable Devices, Modules, Pulls & Accessories | Velociti Series Sensors & Accessories | F210 | DISCONTINUED | 0 | 0
946 | New | Addressable Devices, Modules, Pulls & Accessories | Velociti Series Sensors & Accessories | MCS-CO3 | Intelligent Carbon Monoxide Sensor | 195 | 91.44
|  | Addressable Devices, Modules, Pulls & Accessories | Velociti Series Sensors & Accessories | MCS-COF3 | Advanced multi-criteria fire/carbon monoxide detector, Velociti only, Bright White Color | 280 | 131.81
|  | Addressable Devices, Modules, Pulls & Accessories | Velociti Series Sensors & Accessories | MCS-COF3-IV | Advanced multi-criteria fire/carbon monoxide detector, Velociti only, classic ivory Color | 297 | 139.71
947 | New | Addressable Devices, Modules, Pulls & Accessories | Velociti Series Sensors & Accessories | MCS-COP3 | Multi-Criteria Photoelectric and CO Sensor | 235 | 110.45
948 |  | Addressable Devices, Modules, Pulls & Accessories | Velociti Series Sensors & Accessories | MCS-PTIR | Multi-criteria detector with three sensing elements (Photo, Thermal, IR) - Velociti only, Bright White Color | 136 | 64.38
1671 |  | Addressable Devices, Modules, Pulls & Accessories | Velociti Series Sensors & Accessories | MCS-PTIR-IV | Multi-criteria detector with three sensing elements (Photo, Thermal, IR) - Velociti/CLIP, Ivory Color | 151 | 71.67
1674 |  | Addressable Devices, Modules, Pulls & Accessories | Velociti Series Sensors & Accessories | OSI-RI-GW | Intelligent Imaging Beam Detector, Velociti, with Reflector | 2010 | 924.51
1679 |  | Addressable Devices, Modules, Pulls & Accessories | Velociti Series Sensors & Accessories | RF-FTX | Replacement filter cover, Filtrex, box of 6 | 85.5 | 40.19
1696 |  | Addressable Devices, Modules, Pulls & Accessories | Velociti Series Sensors & Accessories | ST-10 | Detector sampling tube, 8-10’ ducts | 57 | 30.78
360 |  | Addressable Devices, Modules, Pulls & Accessories | Velociti Series Sensors & Accessories | ST-3 | Detector sampling tube, 2-4’ ducts | 24 | 11.97
905 |  | Addressable Devices, Modules, Pulls & Accessories | Velociti Series Sensors & Accessories | ST-5 | Detector sampling tube, 4-8’ ducts | 27.5 | 13.68
929 |  | Addressable Devices, Modules, Pulls & Accessories | Velociti Series Sensors & Accessories | TR300 | Accessory flange ring for B300-6, bright white | 7.65 | 3.93
944 |  | Addressable Devices, Modules, Pulls & Accessories | Velociti Series Sensors & Accessories | TR300-IV | Accessory flange ring for B300-6, ivory | 17 | 7.9
949 |  | Addressable Devices, Modules, Pulls & Accessories | Velociti Series Sensors & Accessories | XP-4 | Extension pole, 15 ft. (three, 5ft. poles) for use with XR2, XR2B and XR5 | 370 | 174.6
|  | Addressable Devices, Modules, Pulls & Accessories | Velociti Series Sensors & Accessories | XR2 | Detector installation/removal tool kit, low profile for 700 series detectors | 241 | 115.07
429 |  | Addressable Devices, Modules, Pulls & Accessories | Velociti Series Sensors & Accessories | XR2B | Extractor tool | 280 | 144.15
305 |  | Addressable Devices, Modules, Pulls & Accessories | Velociti Wireless Accessories | W-BATCART | Wireless AV Base Battery Cartage - Hold 4 CR-123A batteries for easy changover - Pack of 10 units | 78.5 | 37.71
802 |  | Addressable Devices, Modules, Pulls & Accessories | Velociti Wireless Accessories | W-USB | Wireless USB Tool - For SWIFT programming tools | 492 | 94.62
882 |  | Addressable Devices, Modules, Pulls & Accessories | Velociti Wireless Notification | WAV-CRL | Wireless AV Base - Ceiling, Red - For SWIFT wireless system. Includes 8 CR-123A batteries. Use L-Series Ceiling Strobe, Horn/Strobe | 356 | 162.96
883 |  | Addressable Devices, Modules, Pulls & Accessories | Velociti Wireless Notification | WAV-CWL | Wireless AV Base - Ceiling, White - For SWIFT wireless system. Includes 8 CR-123A batteries. Use L-Series Ceiling Strobe, Horn/Strobe | 356 | 162.96
884 |  | Addressable Devices, Modules, Pulls & Accessories | Velociti Wireless Notification | WAV-RL | Wireless AV Base - Wall, Red - For SWIFT wireless system. Includes 8 CR-123A batteries. Use L-Series Wall Strobe, Horn/Strobe | 356 | 162.96
1736 |  | Addressable Devices, Modules, Pulls & Accessories | Velociti Wireless Notification | WAV-WL | Wireless AV Base - Wall, White - For SWIFT wireless system. Includes 8 CR-123A batteries. Use L-Series Wall Strobe, Horn/Strobe | 356 | 162.96
1738 |  | Addressable Devices, Modules, Pulls & Accessories | Velociti Wireless Notification | W-SYNC | Wireless AV Sync Module - Required to sync SWIFT Wireless AV with hard-wire Avs | 479 | 221.72
1739 |  | Addressable Devices, Modules, Pulls & Accessories | Velociti Wireless Sensors, Modules & Accessories | B210W | 6 inch Velociti Wireless Base - Flanged | 32.5 | 15.36
204 |  | Addressable Devices, Modules, Pulls & Accessories | Velociti Wireless Sensors, Modules & Accessories | VW-DIS-D | Velociti Wireless Display Driver - Connects to GFANN-80-W for annunication of SWIFT wireless events. GFANN-80-W required for UL listing. | 458 | 207.79
903 |  | Addressable Devices, Modules, Pulls & Accessories | Velociti Wireless Sensors, Modules & Accessories | VW-GATE | Velociti Wireless SWIFT Gateway- For E3 Series, S3 Series and Velociti protocol only. Each gateway supports 48 wireless sensors and modules. Requires VW-DIS-D per gateway | 570 | 257.54
907 |  | Addressable Devices, Modules, Pulls & Accessories | Velociti Wireless Sensors, Modules & Accessories | WAM-MM | Wireless Monitor Module - For SWIFT wireless system. Includes 4 CR-123A batteries. Recommended mouting in plastic backbox (SMB500) | 386 | 175.26
|  | Addressable Devices, Modules, Pulls & Accessories | Velociti Wireless Sensors, Modules & Accessories | WAM-RC | Wireless Relay Module - For SWIFT wireless system. Includes 4 CR-123A batteries. Recommended mouting in plastic backbox (SMB500) | 450 | 201.79
|  | Addressable Devices, Modules, Pulls & Accessories | Velociti Wireless Sensors, Modules & Accessories | WPS-DL | Wireless Dual Action Pullstation. Includes 4 CR-123A batteries | 444 | 208.23
|  | Addressable Devices, Modules, Pulls & Accessories | Velociti Wireless Sensors, Modules & Accessories | WSD-ACCLIMATE | Wireless Multi-Criteria Sensor - For SWIFT wireless system. Includes 4 CR-123A batteries. Use B210W wireless base. | 419 | 189.96
|  | Addressable Devices, Modules, Pulls & Accessories | Velociti Wireless Sensors, Modules & Accessories | WSD-P | Wireless Photoelectic Sensor - For SWIFT wireless system. Includes 4 CR-123A batteries. Use B210W wireless base. | 378 | 171.31
1854 |  | Addressable Devices, Modules, Pulls & Accessories | Velociti Wireless Sensors, Modules & Accessories | WTD-H | Wireless Thermal Fixed 135º Sensor - For SWIFT wireless system. Includes 4 CR-123A batteries. Use B210W wireless base. | 333 | 151.61
233 |  | Addressable Devices, Modules, Pulls & Accessories | Velociti Wireless Sensors, Modules & Accessories | WTD-RH | Wireless Thermal Rate of Rise 135º Sensor - For SWIFT wireless system. Includes 4 CR-123A batteries. Use B210W wireless base. | 333 | 151.61
430 |  | Addressable Devices, Modules, Pulls & Accessories | XP95 Protocol Modules, Pull Stations & Accessories | 12084 | Replacement fuse for GWBCE-95 and GWRCE-95 | 14.5 | 6.93
952 |  | Addressable Devices, Modules, Pulls & Accessories | XP95 Protocol Modules, Pull Stations & Accessories | GWCZI-95 | Conventional zone interface for monitoring up to 25 conventional smoke detectors, surface or flush mounting | 198 | 88.68
1814 |  | Addressable Devices, Modules, Pulls & Accessories | XP95 Protocol Modules, Pull Stations & Accessories | GWMS95-DL | Dual action pull station, XP95 (Apollo) protocol | 206 | 92.23
102 |  | Addressable Devices, Modules, Pulls & Accessories | XP95 Protocol Modules, Pull Stations & Accessories | GWMS95-SL | Single action pull station, XP95 (Apollo) protocol | 184 | 82.51
282 |  | Addressable Devices, Modules, Pulls & Accessories | XP95 Protocol Modules, Pull Stations & Accessories | GWMS-95T | Addressable manual station w/terminals, for use with IdentiFlex 610, 632 and 650 systems | 160 | 71.65
796 |  | Addressable Devices, Modules, Pulls & Accessories | XP95 Protocol Modules, Pull Stations & Accessories | GWPID-95 | Point identification device for monitoring contact device(s), designed for concealed mounting within an electrical backbox. | 112 | 49.84
801 |  | Addressable Devices, Modules, Pulls & Accessories | XP95 Protocol Modules, Pull Stations & Accessories | GWPID-95P | PID-95 mounted on a 4 11/16” plastic plate | 113 | 50.25
2468 |  | Addressable Devices, Modules, Pulls & Accessories | XP95 Protocol Modules, Pull Stations & Accessories | GWRCE-95 | Control device for remote relay control, surface or flush mounting | 158 | 71.69
|  | Addressable Devices, Modules, Pulls & Accessories | XP95 Protocol Modules, Pull Stations & Accessories | GWRSI-95 | XP-95 releasing solenoid interface device for use with deluge or pre-action systems | 464 | 207.77
|  | Addressable Devices, Modules, Pulls & Accessories | XP95 Protocol Modules, Pull Stations & Accessories | GWSCE-95 | Control device for remote signaling functions, surface or flush mounting | 171 | 77.04
410 |  | Addressable Devices, Modules, Pulls & Accessories | XP95 Protocol Sensors & Accessories | GW71112 | Additional blank X-Pert programming cards | 6.85 | 3.57
1796 |  | Addressable Devices, Modules, Pulls & Accessories | XP95 Protocol Sensors & Accessories | GWXP95-B4 | 4” mounting base with X-Pert programming card | 16 | 6.76
217 |  | Addressable Devices, Modules, Pulls & Accessories | XP95 Protocol Sensors & Accessories | GWXP95-B6EZ | 6" Mounting base with X-Pert programming card | 20 | 8.71
499 |  | Addressable Devices, Modules, Pulls & Accessories | XP95 Protocol Sensors & Accessories | GWXP95-LI | Analog (XP95 protocol) line isolator with mounting base protects the integrity of the initiating loop should a short circuit fault occur. | 113 | 59.94
1681 |  | Addressable Devices, Modules, Pulls & Accessories | XP95 Protocol Sensors & Accessories | GWXP95-M | XP95 multi-sensor (both photoelectric and thermal sensing elements; base is not included) | 149 | 78.4
190 |  | Addressable Devices, Modules, Pulls & Accessories | XP95 Protocol Sensors & Accessories | GWXP95-P | XP95 photoelectric sensor (base is not included) | 116 | 60.26
439 |  | Addressable Devices, Modules, Pulls & Accessories | XP95 Protocol Sensors & Accessories | GWXP95-T | XP95 thermal sensor (base is not included) | 119 | 52.83
676 |  | Addressable Devices, Modules, Pulls & Accessories | XP95 Protocol Sensors & Accessories | MB-SDRT-AA | 6" XP95/Discovery temporal sounder base | 92.5 | 41.28
677 |  | Addressable Devices, Modules, Pulls & Accessories | XP95 Protocol Sensors & Accessories | SL-DA4R-P | 4-Wire XP95 Duct Detector (Photoelectric) | 451 | 202.64
678 |  | Addressable Devices, Modules, Pulls & Accessories | XP95 Protocol Sensors & Accessories | SL-DAA-P | 2-Wire XP95 Duct Detector (Photoelectric) | 363 | 172.77
931 |  | Addressable Devices, Modules, Pulls & Accessories | XP95 Protocol Sensors & Accessories | STN-1.0-L8 | Duct detector sampling tube, 1', SL Series | 13.5 | 6.17
1534 |  | Addressable Devices, Modules, Pulls & Accessories | XP95 Protocol Sensors & Accessories | STN-10.0 | Duct detector sampling tube, 10', SL Series | 36 | 16.17
|  | Addressable Devices, Modules, Pulls & Accessories | XP95 Protocol Sensors & Accessories | STN-2.5-L8 | Duct detector sampling tube, 2.5', SL Series | 17 | 7.77
761 |  | Addressable Devices, Modules, Pulls & Accessories | XP95 Protocol Sensors & Accessories | STN-5.0-L8 | Duct detector sampling tube, 5', SL Series | 20 | 9.18
762 |  | Addressable Devices, Modules, Pulls & Accessories | XP95 Protocol Sensors & Accessories | WP-2000 | Outdoor enclosure for SL- Series detectors | 223 | 98.19
1735 |  | Addressable Fire Alarm | 707 5Series & Accessories | SP-TRB | Panel Trim Ring for GWF-7075B (BLACK) | 113 | 52.78
799 |  | Addressable Fire Alarm | 7075 Series & Accessories | 005220 | City Box Direct Connect Module for GWF-7075 | 219 | 187.06
885 |  | Addressable Fire Alarm | 7075 Series & Accessories | 005824 | Seriel/Parallel Interface for GWF-7075 | 486 | 228.42
886 |  | Addressable Fire Alarm | 7075 Series & Accessories | 005880 | LED Driver Module w/ 8 Inputs for GWF-7075 | 585 | 274.95
887 |  | Addressable Fire Alarm | 7075 Series & Accessories | 005860TG | Surface Mount Trim Ring for RA-1000 (Gray) | 75.5 | 35.49
950 |  | Addressable Fire Alarm | 7075 Series & Accessories | 005860TR | Surface Mount Trim Ring for RA-1000 (RED) | 75.5 | 35.49
1259 |  | Addressable Fire Alarm | 7075 Series & Accessories | 00RA-1000 | LCD Remote Annunciator for GWF-7075 - Gray Bezel | 730 | 343.11
|  | Addressable Fire Alarm | 7075 Series & Accessories | 00RA-1000R | LCD Remote Annunciator for GWF-7075 - Red Bezel | 730 | 343.11
411 |  | Addressable Fire Alarm | 7075 Series & Accessories | 7641B | End Of Line Resistor/Diode Assembly - Releasing from GFPS-6S | 27.5 | 12.93
1677 |  | Addressable Fire Alarm | 7075 Series & Accessories | GFPS-6S | Intelligent Remote GFPS 6 Amp Power Supply, Red- for GWF-7075 | 800 | 376
149 |  | Addressable Fire Alarm | 7075 Series & Accessories | GWF-7075 | 150 Point Addressable Fire Alarm Control Panel w/ Built-in DACT and IP Communicator, and SWIFT Wireless - RED Enclosure | 1410 | 662.7
283 |  | Addressable Fire Alarm | 7075 Series & Accessories | GWF-7075B | 150 Point Addressable Fire Alarm Control Panel w/ Built-in DACT and IP Communicator, and SWIFT Wireless - BLACK Enclosure | 1410 | 662.7
490 |  | Addressable Fire Alarm | 7075 Series & Accessories | SP-TR | Panel Trim Ring for GWF-7075 (RED) | 116 | 54.52
491 |  | Addressable Fire Alarm | 7100 Series Accessories | 90480 | 7100 installation kit, B-Slim cabinets | 80.5 | 37.78
492 |  | Addressable Fire Alarm | 7100 Series Accessories | 2400-0002 | GW-FCI key, PK-625 | 7.95 | 3.73
954 |  | Addressable Fire Alarm | 7100 Series Accessories | 5150-0002 | 7100 Keypad Membrane | 236 | 110.92
955 |  | Addressable Fire Alarm | 7100 Series Accessories | 5150-0003 | LCD-7100 Keypad Membrane | 236 | 110.92
235 |  | Addressable Fire Alarm | 7100 Series Accessories | 6100-0076 | 20-foot standard RJ11 cable (6-pin modular) download cable | 68.5 | 32.2
240 |  | Addressable Fire Alarm | 7100 Series Accessories | 6100-0077 | RJ11 (6-pin) to DB9 (9-pin female) (panel to computer) | 35.5 | 16.69
195 |  | Addressable Fire Alarm | 7100 Series Accessories | MCBL-7 | DACT phone cords - 7 feet | 15 | 15
368 |  | Addressable Fire Alarm | 7100 Series Accessories | PRN9200-CABLE | Printer cable kit adapter | 99.5 | 94.93
369 | New | Addressable Fire Alarm | 7100 Series Accessories | REL-47K | End of line resistor; 47K with leads | 35.5 | 16.89
370 |  | Addressable Fire Alarm | 7100 Series Accessories | REL-47K-BP | End of line resistor; 47K with leads; qty. 10 | 317 | 149
371 |  | Addressable Fire Alarm | 7100 Series, NetSOLO Network | SM7100-L8 | 7100 sounder module, for replacements | 51 | 23.85
797 |  | Addressable Fire Alarm | Addressable Fire System Accessories | REL-4.7K-BP | End of line resistor; 4.7K with leads; qty. 10 | 217 | 101.99
|  | Addressable Fire Alarm | E3 Series Accessories | 75267 | RS232 Download cable for E3, S3 | 68.5 | 32.2
|  | Addressable Fire Alarm | E3 Series Accessories | 75602 | INI-VGC TO ASM-16 Cable | 24 | 11.28
956 |  | Addressable Fire Alarm | E3 Series Accessories | 75687 | 20" RPT-E3 extended cable | 58.5 | 27.5
192 |  | Addressable Fire Alarm | E3 Series Accessories | 90297 | Replacement hardware kit, ASM-16 | 40.5 | 19.03
420 |  | Addressable Fire Alarm | E3 Series Accessories | 90298 | Replacement hardware kit, AM-50 | 48.5 | 22.78
|  | Addressable Fire Alarm | E3 Series Accessories | 90300 | Replacement hardware kit, PM-9/PM-9G | 66.5 | 31.26
821 |  | Addressable Fire Alarm | E3 Series Accessories | 90318 | Replacement hardware kit, ANU-48 | 99.5 | 46.77
1670 |  | Addressable Fire Alarm | E3 Series Accessories | 90366 | Replacement hardware kit, RPT-E3 | 53.5 | 24.91
1673 |  | Addressable Fire Alarm | E3 Series Accessories | 90368 | Replacement hardware kit, ILI-MB-E3 | 104 | 48.88
951 |  | Addressable Fire Alarm | E3 Series Accessories | 90373 | Replacement hardware kit, Inner door, E3 cabinets | 19 | 8.85
1536 |  | Addressable Fire Alarm | E3 Series Accessories | 90375 | PM-9 adaptor plate, for E3-INX cabinets | 64.5 | 30.28
1853 |  | Addressable Fire Alarm | E3 Series Accessories | 90518 | Seismic kit for 7 Ah batteries, E3 "B", "C", "D" NetSOLO INX and NetSOLO 7100 size cabinets | 293 | 137.71
191 |  | Addressable Fire Alarm | E3 Series Accessories | 90519 | Seismic kit for 12 Ah batteries, E3 "C" INX, "D" INX and NetSOLO INX size cabinets | 306 | 143.82
|  | Addressable Fire Alarm | E3 Series Accessories | 90520 | Seismic kit for 18 Ah batteries, E3 "B", "C" and "D" size cabinets | 317 | 148.99
| New | Addressable Fire Alarm | E3 Series Accessories | 90525 | Replacement hardware kit, Inner door, E3 cabinets | 18.5 | 8.7
1740 |  | Addressable Fire Alarm | E3 Series Accessories | 1120-0873 | Microphone cable assembly | 37.5 | 17.42
1741 |  | Addressable Fire Alarm | E3 Series Accessories | 50143738-001 | Replacement hardware kit, INI-VG - new model | 71.5 | 33.49
288 |  | Addressable Fire Alarm | E3 Series Accessories | AM-50-PLATE | AM-50 Amplifier extender plate for "C" and "D" enclosures | 67 | 31.35
497 |  | Addressable Fire Alarm | E3 Series Accessories | E3-TRIMKIT-A | Trim kit for A or AA size enclosures | 203 | 95.41
498 |  | Addressable Fire Alarm | E3 Series Accessories | E3-TRIMKIT-A1 | Trim kit for AA1 size enclosures | 190 | 89.3
681 |  | Addressable Fire Alarm | E3 Series Accessories | E3-TRIMKIT-A2 | Trim kit for A2 size enclosure | 190 | 89.3
682 |  | Addressable Fire Alarm | E3 Series Accessories | E3-TRIMKIT-B | Trim kit for B size enclosures | 222 | 104.34
2593 |  | Addressable Fire Alarm | E3 Series Accessories | E3-TRIMKIT-C | Trim kit for C size enclosures | 231 | 108.57
679 |  | Addressable Fire Alarm | E3 Series Accessories | E3-TRIMKIT-D | Trim kit for D size enclosures | 238 | 111.86
680 |  | Addressable Fire Alarm | E3 Series Accessories | FPT-GATE-3-EXT | FocalPoint Gateway extender plate for "C" and "D" enclosures | 122 | 57.29
494 |  | Addressable Fire Alarm | E3 Series Basic System Cabinets | 1100-0453 | B Size INCC Inner door w/ INCC-TEL slot, 4 slots (ASM-16, INCC-MIC, NGA) | 210 | 98.7
495 |  | Addressable Fire Alarm | E3 Series Basic System Cabinets | 1100-0454 | B Size INCC Inner door w/ 6 slots (ASM-16, INCC-MIC, NGA) | 210 | 98.7
928 |  | Addressable Fire Alarm | E3 Series Basic System Cabinets | 1100-0458 | B Size INCC command center enclosure, black | 580 | 272.6
1229 |  | Addressable Fire Alarm | E3 Series Basic System Cabinets | 1100-0459 | B Size INCC command center enclosure, red door | 580 | 272.6
1260 |  | Addressable Fire Alarm | E3 Series Basic System Cabinets | E3BB-BA2 | A2 Size, Remote enclosure, black, w/inner door, LCD slot (LCD-E3, LCD-SLP) | 471 | 221.37
785 |  | Addressable Fire Alarm | E3 Series Basic System Cabinets | E3BB-BAA1 | AA1 Size, Remote enclosure, black, w/inner door, 1 slot (ASM-16, NGA) | 462 | 217.14
1535 |  | Addressable Fire Alarm | E3 Series Basic System Cabinets | E3BB-BB | B Size Enclosure, black, w/ILI mounting plate | 540 | 253.8
156 |  | Addressable Fire Alarm | E3 Series Basic System Cabinets | E3BB-BC/INCC | C Size Enclosure, command center, black, requires E3ID-C inner door and E3-CPLATE | 625 | 293.75
159 |  | Addressable Fire Alarm | E3 Series Basic System Cabinets | E3BB-BD/INCC | D Size Enclosure, command center, black, requires E3ID-D inner door and E3-DPLATE | 935 | 439.45
242 |  | Addressable Fire Alarm | E3 Series Basic System Cabinets | E3BB-FLUSH-LCD | A Size, Flush Remote LCD enclosure, black, incl keylock, LCD slot (LCD-E3, LCD-SLP) | 327 | 153.69
243 |  | Addressable Fire Alarm | E3 Series Basic System Cabinets | E3BB-NGA-FLUSH | A Size, Flush Remote NGA enclosure, black | 327 | 153.69
889 |  | Addressable Fire Alarm | E3 Series Basic System Cabinets | E3BB-RA2 | A2 Size, Remote enclosure, red door, w/inner door, LCD slot (LCD-E3, LCD-SLP) | 463 | 217.61
330 |  | Addressable Fire Alarm | E3 Series Basic System Cabinets | E3BB-RAA1 | AA1 Size, Remote enclosure, red door, w/inner door, 1 slot (ASM-16, NGA) | 463 | 217.61
415 |  | Addressable Fire Alarm | E3 Series Basic System Cabinets | E3BB-RB | B Size Enclosure, red door, w/ILI mounting plate | 535 | 251.45
503 |  | Addressable Fire Alarm | E3 Series Basic System Cabinets | E3BB-RBSLIM | B Slim Size Enclosure, w/ILI backplate and LCD-E3 keyswitch plate, red | 520 | 244.4
926 |  | Addressable Fire Alarm | E3 Series Basic System Cabinets | E3BB-RC/INCC | C Size Enclosure, command center, red door, requires E3ID-C inner door and E3-CPLATE | 625 | 293.75
1833 |  | Addressable Fire Alarm | E3 Series Basic System Cabinets | E3BB-RD/INCC | D Size Enclosure, command center, red door, requires E3ID-D inner door and E3-DPLATE | 950 | 446.5
589 |  | Addressable Fire Alarm | E3 Series Basic System Cabinets | E3ID2-A | AA Size Inner door, LCD slot (LCD-E3, LCD-SLP) and 1 slot (ASM-16, NGA) | 128 | 60.16
115 |  | Addressable Fire Alarm | E3 Series Basic System Cabinets | E3ID2-B | B Size Inner door, LCD slot (LCD-E3, LCD-SLP) and 1 slot (ASM-16) | 205 | 96.35
436 |  | Addressable Fire Alarm | E3 Series Basic System Cabinets | E3ID2-C | C Size Inner door, command center, LCD slot (LCD-E3), INCC-TEL slot, 5 slots (ASM-16, INCC-MIC) | 281 | 132.07
873 |  | Addressable Fire Alarm | E3 Series Basic System Cabinets | E3ID2-D | D Size Inner door, command center, LCD slot (LCD-E3), INCC-TEL slot, 11 slots (ASM-16, INCC-MIC) | 378 | 177.66
893 |  | Addressable Fire Alarm | E3 Series Basic System Cabinets | E3ID3-C | C Size Inner door, command center, 7 slots (NGA, ASM-16, INCC-MIC), INCC-TEL slot | 276 | 129.72
|  | Addressable Fire Alarm | E3 Series Basic System Cabinets | E3ID3-D | D Size Inner door, command center, 13 slots (NGA, ASM-16, INCC-MIC), INCC-TEL slot | 378 | 177.66
971 |  | Addressable Fire Alarm | E3 Series Basic System Cabinets | E3-ILI-BPLATE | B Size ILI mounting plate (for replacement) | 138 | 64.86
|  | Addressable Fire Alarm | E3 Series Basic System Cabinets | E3-ILI-CPLATE | C Size intelligent loop module mounting plate (up to 3 ILI, 1 PM-9) | 182 | 85.54
1560 |  | Addressable Fire Alarm | E3 Series Basic System Cabinets | E3-INCC-CPLATE | C Size Command center module mounting plate (1 INI-VG, 1 ILI, 1 PM-9) | 184 | 86.48
1565 |  | Addressable Fire Alarm | E3 Series Basic System Cabinets | E3-INCC-DPLATE | D Size Command center / intelligent loop module mounting plate (up to 5 ILI, 1 INI-VG, 1 PM-9) | 200 | 94
395 |  | Addressable Fire Alarm | E3 Series Basic System Modules | 1100-0455 | ASM-16 programmable switch module | 685 | 321.95
789 |  | Addressable Fire Alarm | E3 Series Basic System Modules | 1100-0503 | ANU-48 LED driver module | 700 | 329
434 |  | Addressable Fire Alarm | E3 Series Basic System Modules | ANX-MR-FO | Addressable Node Expander-Multi-Ring Twisted-Pair | 4880 | 2293.6
1232 |  | Addressable Fire Alarm | E3 Series Basic System Modules | DACT-E3 | Digital alarm communication transmitter | 455 | 213.85
|  | Addressable Fire Alarm | E3 Series Basic System Modules | E3-FOCALPOINT-KIT | FocalPoint Gateway & S3 Series Fire Alarm Control Panel (Black cabinet) for Ethernet Connectivity to FocalPoint | 4850 | 2279.5
446 |  | Addressable Fire Alarm | E3 Series Basic System Modules | FML-E3 | Fiber loop module, Multi mode - Single channel, up to 2 channels per RPT-E3-UTP or INI-VG | 186 | 87.42
983 |  | Addressable Fire Alarm | E3 Series Basic System Modules | FSL-E3 | Fiber loop module, Single mode - Single channel, up to 2 channels per RPT-E3-UTP or INI-VG | 442 | 207.74
|  | Addressable Fire Alarm | E3 Series Basic System Modules | ILI95-MB-E3 | Intelligent loop interface, motherboard, XP95 protocol | 1240 | 582.8
|  | Addressable Fire Alarm | E3 Series Basic System Modules | ILI95-S-E3 | Intelligent loop interface, supplemental, XP95 protocol | 1140 | 535.8
|  | Addressable Fire Alarm | E3 Series Basic System Modules | ILI-MB-E3 | Intelligent loop interface, mother board | 1260 | 592.2
|  | Addressable Fire Alarm | E3 Series Basic System Modules | ILI-S-E3 | Intelligent loop interface, supplemental | 1170 | 549.9
|  | Addressable Fire Alarm | E3 Series Basic System Modules | LCD-E3 | LCD keypad display | 820 | 385.4
|  | Addressable Fire Alarm | E3 Series Basic System Modules | LCD-SLP | LCD Touch screen display unit | 995 | 467.65
|  | Addressable Fire Alarm | E3 Series Basic System Modules | NGA | NGA network graphic annuciator | 2380 | 1118.6
|  | Addressable Fire Alarm | E3 Series Basic System Modules | PM-9 | E3 Series 9 ampere power supply | 915 | 430.05
|  | Addressable Fire Alarm | E3 Series Basic System Modules | PM-9G | E3 Series 9 ampere power supply, 240 VAC | 975 | 458.25
|  | Addressable Fire Alarm | E3 Series Basic System Modules | RPT-E3-UTP | Network repeater, unshielded twisted pair | 1210 | 568.7
|  | Addressable Fire Alarm | E3 Series Broadband Distributed Audio Cabinets | 1100-0456 | AM-50 transponder 50 watt, 25 VRMS audio amplifier | 855 | 401.85
1751 |  | Addressable Fire Alarm | E3 Series Broadband Distributed Audio Cabinets | 1100-0460 | B Size, 19 inch INX Back box with door, black | 720 | 338.4
103 |  | Addressable Fire Alarm | E3 Series Broadband Distributed Audio Cabinets | 1100-0461 | B Size, 19 inch INX Back box with door, red door | 715 | 336.05
440 |  | Addressable Fire Alarm | E3 Series Broadband Distributed Audio Cabinets | AM-50-70 | AM-50 transponder 50 watt, 70 VRMS audio amplifier | 870 | 408.98
705 |  | Addressable Fire Alarm | E3 Series Broadband Distributed Audio Cabinets | E3BB-BC/INX | C Size enclosure, audio transponder, black, requires E3-INX-CPLATE | 750 | 352.5
1213 |  | Addressable Fire Alarm | E3 Series Broadband Distributed Audio Cabinets | E3BB-BD/INX | D Size enclosure, audio transponder, black, requires E3-INX-DPLATE | 1020 | 479.4
1734 |  | Addressable Fire Alarm | E3 Series Broadband Distributed Audio Cabinets | E3BB-RC/INX | C Size enclosure, audio transponder, red door, requires E3-INX-CPLATE | 750 | 352.5
1905 |  | Addressable Fire Alarm | E3 Series Broadband Distributed Audio Cabinets | E3BB-RD/INX | D Size enclosure, audio transponder, red, requires E3-INX-DPLATE | 1030 | 484.1
927 |  | Addressable Fire Alarm | E3 Series Broadband Distributed Audio Cabinets | E3-INX-CPLATE | C Size transponder module mounting plate (up to 1 INI-VG, 90375, 1 ILI, 1 PM-9, 4 AM-50) | 178 | 83.66
2475 |  | Addressable Fire Alarm | E3 Series Broadband Distributed Audio Cabinets | E3-INX-DPLATE | D Size transponder module mounting plate (up to 1 INI-VG, 1 ILI, 1 PM-9, 4 AM-50) | 198 | 93.06
2479 |  | Addressable Fire Alarm | E3 Series Broadband Distributed Audio Cabinets | INI-VGC | INI-VGC-UTP command center voice gateway, unshielded twisted pair, purchase fiber modules separate (FML-E3 and/or FSL-E3) | 2470 | 1160.9
708 |  | Addressable Fire Alarm | E3 Series Broadband Distributed Audio Cabinets | INI-VGX | INI-VGX-UTP transponder voice gateway, unshielded twisted pair, purchase fiber modules separate (FML-E3 and/or FSL-E3) | 2470 | 1160.9
1539 |  | Addressable Fire Alarm | E3 Series Classic Bulk Audio Cabinets | CHS-6 | Chassis mount for 6 Multi-Modules for SBB cabinets | 78.5 | 36.71
1748 |  | Addressable Fire Alarm | E3 Series Classic Bulk Audio Cabinets | FCI-DR-C4B | Blank door, PK-625 lockset, for 3 chassis back box, black | 413 | 194.11
365 |  | Addressable Fire Alarm | E3 Series Classic Bulk Audio Cabinets | FCI-DR-C4BR | Blank door, PK-625 lockset, for 3 chassis back box, red | 413 | 194.11
1222 |  | Addressable Fire Alarm | E3 Series Classic Bulk Audio Cabinets | FCI-DR-D4B | Blank door, PK-625 lockset, for 4 chassis back box, black | 485 | 227.95
425 |  | Addressable Fire Alarm | E3 Series Classic Bulk Audio Cabinets | FCI-DR-D4BR | Blank door, PK-625 lockset, for 4 chassis back box, red | 462 | 217.14
1218 |  | Addressable Fire Alarm | E3 Series Classic Bulk Audio Cabinets | FCI-VDR-D4B | Vented door, PK-625 lockset, for 4 chassis back box, black | 487 | 228.89
79 |  | Addressable Fire Alarm | E3 Series Classic Bulk Audio Cabinets | SBB-C4 | Back box, accepts AA amplifier 3 chassis, black | 595 | 279.65
1750 |  | Addressable Fire Alarm | E3 Series Classic Bulk Audio Cabinets | SBB-C4R | Back box, accepts AA amplifier 3 chassis, red | 595 | 279.65
538 |  | Addressable Fire Alarm | E3 Series Classic Bulk Audio Cabinets | SBB-D4 | Back box, accepts AA amplifier 4 chassis, black | 710 | 333.7
539 |  | Addressable Fire Alarm | E3 Series Classic Bulk Audio Cabinets | SBB-D4R | Back box, accepts AA amplifier 4 chassis red | 710 | 333.7
1554 |  | Addressable Fire Alarm | E3 Series Classic Bulk Audio Modules | AA-100 | 100 watt audio amplifier @70.7 VRMS, 120 VAC | 2510 | 1179.7
405 |  | Addressable Fire Alarm | E3 Series Classic Bulk Audio Modules | AA-100E | 100 watt audio amplifier @70.7 VRMS, 220 VAC (non UL) | 2650 | 1245.5
592 |  | Addressable Fire Alarm | E3 Series Classic Bulk Audio Modules | AA-120 | 120 watt audio amplifier @25 VRMS, 120 VAC | 2460 | 1156.2
753 |  | Addressable Fire Alarm | E3 Series Classic Bulk Audio Modules | AA-120E | 120 watt audio amplifier @25 VRMS, 220 VAC (non UL) | 2570 | 1207.9
1576 |  | Addressable Fire Alarm | E3 Series Classic Bulk Audio Modules | ACT-1 | Audio coupling transformer - Required for VGE audio | 122 | 57.34
1577 |  | Addressable Fire Alarm | E3 Series Classic Bulk Audio Modules | FCI-CHG-120 | Battery charger, 25 - 120 AH Gel Cell | 1370 | 643.9
1578 |  | Addressable Fire Alarm | E3 Series Classic Bulk Audio Modules | INI-VGE | INI-VGE-UTP classic enabled voice gateway, unshielded twisted pair, purchase fiber modules separate (FML-E3 and/or FSL-E3) | 2490 | 1170.3
1579 |  | Addressable Fire Alarm | E3 Series Components | 90521 | Ferrite round clamp kit for INI-VGX / PM-9 | 111 | 52.17
1580 |  | Addressable Fire Alarm | E3 Series Components | 1100-0450 | Command center, blank plate, single size (pack of 3 plates) | 72 | 33.84
1581 |  | Addressable Fire Alarm | E3 Series Components | 1100-0451 | INCC-TEL Firefighter telephone module | 660 | 310.2
1582 |  | Addressable Fire Alarm | E3 Series Components | 1100-0452 | INCC-MIC Paging microphone module | 650 | 305.5
1583 |  | Addressable Fire Alarm | E3 Series Components | E3-BP | Command center INCC-TEL slot, blank, double size | 63 | 29.61
1584 |  | Addressable Fire Alarm | E3 Series Fire Fighter Phones | FC00530 | ETC back box (surface / flush) red | 119 | 55.93
1585 |  | Addressable Fire Alarm | E3 Series Fire Fighter Phones | FC00531 | ETC 1” extension flange red | 72 | 33.84
1586 |  | Addressable Fire Alarm | E3 Series Fire Fighter Phones | FC00533 | ETC replacement break glass assembly | 70.5 | 32.96
536 |  | Addressable Fire Alarm | E3 Series Fire Fighter Phones | FC00535AX | Armored cord / standard handset red | 505 | 237.35
537 |  | Addressable Fire Alarm | E3 Series Fire Fighter Phones | FC00535CX | Coil cord / standard handset red | 386 | 181.42
754 |  | Addressable Fire Alarm | E3 Series Fire Fighter Phones | FC00535MD | Solid door with magnet latch handle | 143 | 67.21
879 |  | Addressable Fire Alarm | E3 Series Fire Fighter Phones | FC00542 | Break glass door with key lock access & standard break glass instructions (includes glass) | 197 | 92.59
414 |  | Addressable Fire Alarm | E3 Series Fire Fighter Phones | FC00566 | Firefighter phone cabinet, holds 5 | 493 | 231.71
104 |  | Addressable Fire Alarm | E3 Series Fire Fighter Phones | FHS | Firefighter’s handset | 205 | 96.35
707 |  | Addressable Fire Alarm | E3 Series Fire Fighter Phones | FPJ | Fire phone jack | 53.5 | 24.91
757 |  | Addressable Fire Alarm | E3 Series Fire Fighter Phones | FPJ-F | Fire phone jack with contact closure | 175 | 177.84
1211 |  | Addressable Fire Alarm | E3 Series Local Operating Console (LOC) Cabinets, Hardware & Pull | 90492 | Quarter turn thumb latch for cabinets not needing key locks | 21 | 9.87
1746 |  | Addressable Fire Alarm | E3 Series Local Operating Console (LOC) Cabinets, Hardware & Pull | 90510 | AOM-TEL mounting plate for LOC-TEL | 44 | 20.63
372 |  | Addressable Fire Alarm | E3 Series Local Operating Console (LOC) Cabinets, Hardware & Pull | E3BB-BAA | AA Size, Enclosure, black | 480 | 225.6
373 |  | Addressable Fire Alarm | E3 Series Local Operating Console (LOC) Cabinets, Hardware & Pull | E3BB-RAA | AA Size, Enclosure, red door | 467 | 219.49
374 |  | Addressable Fire Alarm | E3 Series Local Operating Console (LOC) Cabinets, Hardware & Pull | E3ID2-TA | AA Size, Inner door, INCC-TEL slot and 1 slot (INCC-MIC, ASM-16, NGA) | 122 | 57.34
375 |  | Addressable Fire Alarm | E3 Series Local Operating Console (LOC) Cabinets, Hardware & Pull | E3ID3-A | AA Size Inner door, 3 slot (INCC-MIC, ASM-16, NGA) | 126 | 59.22
|  | Addressable Fire Alarm | E3 Series Retrofit Kits | 600XL-RETROFIT | Gamewell IF602XL, IF610XL, IF632 (30"x22") retrofit kit for E3 Series upgrade- Includes inner doors, cabinet mounting plate for E3 C-size plate, LCD-E3 display plate. Requires E3 C-size mounting plate (E3-INCC-PLATE or E3-ILI-PLATE) | 1090 | 512.3
150 |  | Addressable Fire Alarm | E3 Series Retrofit Kits | 7200-B-RETROFIT | FCI 7200 B Size cabinet retrofit kit for E3 Series upgrade- Includes outer door, inner door for LCD-E3 & ASM-16, cabinet mounting plate for E3 C-size plate. Requires E3 C-size mounting plate (E3-INCC-CPLATE or E3-ILI-CPLATE) | 1580 | 742.6
428 |  | Addressable Fire Alarm | E3 Series Retrofit Kits | 7200-C-RETROFIT | FCI 7200 C Size cabinet retrofit kit for E3 Series upgrade- Includes outer door, inner door for LCD-E3 & ASM-16, cabinet mounting plate for E3 D-size plate. Requires E3 D-size mounting plate (E3-INCC-DPLATE) | 1760 | 827.2
671 |  | Addressable Fire Alarm | E3 Series Retrofit Kits | IF600-RETROFIT | B-Slim door and cabinet mounting plates, disable key switch and door lock (PK-625) for E3 Series upgrade | 409 | 192.23
672 |  | Addressable Fire Alarm | IF602 Series, SmartLink Network & Accessories | GW70703 | Programming cable (coiled) | 227 | 106.69
673 |  | Addressable Fire Alarm | IF602 Series, SmartLink Network & Accessories | GW71332 | Interface Cable provides communications link between a PC and any 600 Series panel. Required to program any 600 Series panel from PC. (ribbon cable) | 227 | 106.69
674 |  | Addressable Fire Alarm | S3 Series & Accessories | 90516 | Seismic kit for 7 Ah batteries, E3,S3,7100 B-Slim size cabinet | 142 | 66.74
683 |  | Addressable Fire Alarm | S3 Series & Accessories | 90517 | Seismic kit for 12 Ah batteries, E3, S3, 7100 B-Slim size cabinet | 293 | 137.71
959 |  | Addressable Fire Alarm | S3 Series & Accessories | 50114897-001 | Replacement hardware kit, S3 SLP Slim cabinet | 108 | 50.76
564 |  | Addressable Fire Alarm | S3 Series & Accessories | FLPS-7-RB | Smart Loop Panel power supply, replacement board. Use for replacement or retrofits | 289 | 135.83
566 |  | Addressable Fire Alarm | S3 Series & Accessories | S3BB-RB | SLP B-size enclosure, red. Includes new mounting plate, inner and red outer door. Requires purchasing: SLP-RB, FLPS-7-RB, LCD-SLP, SLC-PM/SLC95-PM for basic S3 system | 595 | 279.65
755 |  | Addressable Fire Alarm | S3 Series & Accessories | S3-B-Plate | S3 Series replacement mounting plate | 134 | 62.98
756 |  | Addressable Fire Alarm | S3 Series & Accessories | SLC95-PM | SLP add-on SLC module, Apollo. 1 loop-126 devices. Required for SLP panel order | 705 | 331.35
888 |  | Addressable Fire Alarm | S3 Series & Accessories | SLC-PM | SLP add-on SLC module, System Sensor. 1 loop-318 devices. Required for SLP panel order | 665 | 312.55
577 |  | Addressable Fire Alarm | S3 Series & Accessories | SLP-BLK | Smart Loop Panel addressable FACP, Black enclosure with 7A power supply, LCD-SLP display. Requires SLC-PM or SLC95-PM for SLC loops | 1980 | 930.6
579 |  | Addressable Fire Alarm | S3 Series & Accessories | SLP-RB | Smart Loop Panel main board, replacement board. Use for replacement or retrofits | 510 | 239.7
1609 |  | Addressable Fire Alarm | S3 Series & Accessories | SLP-RED | Smart Loop Panel addressable FACP, Red enclosure with 7A power supply, LCD-SLP display. Requires SLC-PM or SLC95-PM for SLC loops | 1980 | 930.6
98 |  | Addressable Fire Alarm | S3 Series & Accessories | SLP-RED-G | Smart Loop Panel addressable FACP, Red enclosure with 240V power supply, LCD-SLP display. Requires SLC-PM or SLC95-PM for SLC loops | 2110 | 991.7
108 |  | Addressable Fire Alarm | S3 Series & Accessories | SLP-RETROFIT | SLP Retrofit Kit from IF602 & 7100 B-Slim cabinet. Includes new mounting plate and outer red door. Requires purchasing: SLP-RB, FLPS-7-RB, LCD-SLP, SLC-PM/SLC95-PM modules | 364 | 171.08
715 |  | Aspirating Smoke Detection (VESDA) | Configure Your Sub Rack | VSR-0 | Blank Plate | No Charge | No Charge
|  | Aspirating Smoke Detection (VESDA) | Configure Your Sub Rack | VSR-000 | SubRack, ADD for each SubRack assembly | 1100 | 577.49
471 |  | Aspirating Smoke Detection (VESDA) | Configure Your Sub Rack | VSR-0000 | VSR - 0000 SubRack | No Charge | No Charge
1003 |  | Aspirating Smoke Detection (VESDA) | Configure Your Sub Rack | VSR-1 | Programmer with remote termination card - no relays | 1900 | 997.5
1004 |  | Aspirating Smoke Detection (VESDA) | Configure Your Sub Rack | VSR-2 | Standard display with 7 relay remote termination card | 2150 | 1128.76
1009 |  | Aspirating Smoke Detection (VESDA) | Configure Your Sub Rack | VSR-3 | VESDAnet Socket | 1150 | 603.76
350 |  | Aspirating Smoke Detection (VESDA) | Configure Your Sub Rack | VSR-4 | Scanner display with 7 relay remote termination card | 2150 | 1128.76
1797 |  | Aspirating Smoke Detection (VESDA) | Configure Your Sub Rack | VSR-5 | (DRP) 7 relay remote termination card and relay processor | 1400 | 735
1816 |  | Aspirating Smoke Detection (VESDA) | Configure Your Sub Rack | VSR-6 | Standard display with remote termination card - no relays | 1900 | 997.5
421 |  | Aspirating Smoke Detection (VESDA) | Configure Your Sub Rack | VSR-7 | Scanner display with remote termination card - no relays | 1900 | 997.5
|  | Aspirating Smoke Detection (VESDA) | Configure Your Sub Rack | VSR-8 | Scanner display with 12 relay remote termination card | 2350 | 1233.75
1743 |  | Aspirating Smoke Detection (VESDA) | Configure Your Sub Rack | VSR-9 | (DRP) 12 relay remote termination card and relay processor | 1600 | 840
470 |  | Aspirating Smoke Detection (VESDA) | Configure Your Sub Rack | VSR-J | VLC VN display with 7 relays | 1750 | 918.76
688 |  | Aspirating Smoke Detection (VESDA) | Configure Your Sub Rack | VSR-K | VLC VN display with no relays | 1500 | 787.5
281 |  | Aspirating Smoke Detection (VESDA) | Configure Your Sub Rack | VSR-Q | VLI display with relays | 2150 | 1128.76
345 |  | Aspirating Smoke Detection (VESDA) | Configure Your Sub Rack | VSR-T | VLI display with no relays | 1900 | 997.5
892 |  | Aspirating Smoke Detection (VESDA) | Configure Your Sub Rack | VSR-V | VLF display with 7 relays | 2150 | 1128.76
706 |  | Aspirating Smoke Detection (VESDA) | Demo Kits (Limit ONE kit per order) | VKT-020 | VESDA VLF - 250 Demo unit only, Demo unit with power connector plug installed and short length of pipe, elbow, end cap and two pipe labels. | 2900 | 1522.5
957 |  | Aspirating Smoke Detection (VESDA) | Demo Kits (Limit ONE kit per order) | VKT-020-US | VESDA VLF VKT - 020 Sales Demo Kit includes VLF - 250 | 3150 | 1653.75
1505 |  | Aspirating Smoke Detection (VESDA) | Demo Kits (Limit ONE kit per order) | VKT-050 | VESDA VLF - 500 Demo unit only, Demo unit with power connector plug installed and short length of pipe, elbow, end cap and two pipe labels. | 3500 | 1837.51
1752 |  | Aspirating Smoke Detection (VESDA) | Demo Kits (Limit ONE kit per order) | VKT-050-US | VESDA VLF VKT - 050 Sales Demo Kit includes VLF - 500 | 3850 | 2021.25
1755 |  | Aspirating Smoke Detection (VESDA) | Demo Kits (Limit ONE kit per order) | VKT-301 | OSID Demo kit consisting of 2 X OSE-SPW (fitted with alkaline batteries), 1 X OSI-90, 1 X OSID-INST, fitted in a carry case with mounting plates | 3850 | 2021.26
101 |  | Aspirating Smoke Detection (VESDA) | Demo Kits (Limit ONE kit per order) | VKT-601 | VESDA ECO Demonstration Kit (excludes test gas) 1 x VESDA VLF-250 1 x VESDA ECO (O2 and CO) Sensor Part Number: ECO-D-B-31-41 110/220V Power supply Strobe and Fan with LED indicator Pre-assembled cabling (including USB cable) Sampling pipes (including elbow joint) VSC software in CD Carrying case | 4250 | 2231.25
2464 |  | Aspirating Smoke Detection (VESDA) | Demo Kits (Limit ONE kit per order) | VKT-800 | VEU Demo Kit: Instructions /VEU / Samsung Tablet / Pipe / Router / Router Cable / Power Brick / Power Cord / Screw driver for cover release | 12500 | 6562.51
426 |  | Aspirating Smoke Detection (VESDA) | Demo Kits (Limit ONE kit per order) | VKT-855 | VESDA-E VES Demo Kit | 14000 | 7350.01
472 |  | Aspirating Smoke Detection (VESDA) | Demo Kits (Limit ONE kit per order) | VKT-900 | VESDA-E VEA Demo Unit | 11800 | 6195.01
1429 |  | Aspirating Smoke Detection (VESDA) | Demo Kits (Limit ONE kit per order) | VKT-HIGH AIRFLOW | High Airflow Demo Kit: A spot detector is mounted under the hood below a perforated grill that contains a VESDA sampling point. Flexible tubing connects a VESDA VLF Demo detector (not included) and the Demo Unit. * Add-on to VLP, VLF, VEU demos | 1500 | 787.51
1212 |  | Aspirating Smoke Detection (VESDA) | Demo Kits (Limit ONE kit per order) | VTT-10000-USA | VESDA Test Transformer (Wire Burner): Previously known as the Hot Wire Test, this power supply unit is used to test VESDA equipment. The unit provides 6VAC output from 220 - 240VAC or 110 - 120VAC supply. A timer is incorporated to provide a selectable burn period of up to 3 minutes. | 870 | 456.75
409 |  | Aspirating Smoke Detection (VESDA) | E Series (VEA) Detector | VEA-040-A00 | VESDA-E VEA-40 Aspirating Smoke Detector with LEDs | 9200 | 4830.01
958 |  | Aspirating Smoke Detection (VESDA) | E Series (VEA) Detector | VEA-040-A00-GW | VESDA-E VEA w LEDs display and 40 point-addressable detection points, covers 36,000 sq. ft.(3,345 sq. m). Intelligent SLC Velociti Addressable on E3/S3 Series | 12320 | 6468
88 |  | Aspirating Smoke Detection (VESDA) | E Series (VEA) Detector | VEA-040-A10 | VESDA-E VEA-40 Aspirating Smoke Detector with 3.5” Display | 10200 | 5355
872 |  | Aspirating Smoke Detection (VESDA) | E Series (VEA) Detector | VEA-040-A10-GW | VESDA-E VEA w 3.5" Display and 40 point-addressable detection points, covers 36,000 sq. ft.(3,345 sq. m). Intelligent SLC Velociti Addressable on E3/S3 Series | 13400 | 7035
716 |  | Aspirating Smoke Detection (VESDA) | E Series (VEA) Detector | VER-A40-40-STX | VESDA-E VEA 40-Relay Local StaX | 2450 | 1286.26
718 |  | Aspirating Smoke Detection (VESDA) | E Series (VEA) Detector | VSP-1000 | VESDA-E VEA 6mm to 4mm Reducer. Enter quantity in number of pieces required. Sold in pack of 10. Price shown per pack | 155 | 81.38 | 75.95
995 |  | Aspirating Smoke Detection (VESDA) | E Series (VEA) Detector | VSP-1001 | VESDA-E VEA 6mm to 6mm Joiner Straight. Enter quantity in number of pieces required. Sold in pack of 10. Price shown per pack | 83 | 43.58
998 |  | Aspirating Smoke Detection (VESDA) | E Series (VEA) Detector | VSP-1002 | VESDA-E VEA 4mm to 4mm Joiner Straight. Enter quantity in number of pieces required. Sold in pack of 10. Price shown per pack | 110 | 57.75
1000 |  | Aspirating Smoke Detection (VESDA) | E Series (VEA) Detector | VSP-1003 | VESDA-E VEA 6mm to 6mm Joiner Right Angle. Enter quantity in number of pieces required. Sold in pack of 10. Price shown per pack | 89 | 46.72
1240 |  | Aspirating Smoke Detection (VESDA) | E Series (VEA) Detector | VSP-1004 | VESDA-E VEA 4mm to 4mm Joiner Right Angle. Enter quantity in number of pieces required. Sold in pack of 10. Price shown per pack | 125 | 65.57
111 |  | Aspirating Smoke Detection (VESDA) | E Series (VEA) Detector | VSP-970 | VESDA-E VEA-20 or VEA-40 Mounting Bracket | 100 | 52.49
396 |  | Aspirating Smoke Detection (VESDA) | E Series (VEA) Detector | VSP-971 | VESDA-E VEA-40 Smoke Sensor Module | 2500 | 1312.51
1007 |  | Aspirating Smoke Detection (VESDA) | E Series (VEA) Detector | VSP-972 | VESDA-E VEA Filter | 125 | 65.63
1008 |  | Aspirating Smoke Detection (VESDA) | E Series (VEA) Detector | VSP-973 | VESDA-E VEA Pump | 2500 | 1312.51
1010 |  | Aspirating Smoke Detection (VESDA) | E Series (VEA) Detector | VSP-974 | VESDA-E VEA Rotary Valve | 3000 | 1575.01
1011 |  | Aspirating Smoke Detection (VESDA) | E Series (VEA) Detector | VSP-975 | VESDA-E VEA LED Front Panel | 880 | 462
106 |  | Aspirating Smoke Detection (VESDA) | E Series (VEA) Detector | VSP-976 | VESDA-E VEA 3.5” Display Front Panel | 1700 | 892.51
116 |  | Aspirating Smoke Detection (VESDA) | E Series (VEA) Detector | VSP-977 | VESDA-E VEA Filter (10 Pack) | 880 | 462.01
1225 |  | Aspirating Smoke Detection (VESDA) | E Series (VEA) Detector | VSP-978 | VEA Sample Point Head Removal Key (10 Pack) | 65 | 34.13
714 |  | Aspirating Smoke Detection (VESDA) | E Series (VEA) Detector | VSP-979 | VEA M/bore Tube Cutter Pack 3 | 130 | 68.25
994 |  | Aspirating Smoke Detection (VESDA) | E Series (VEA) Detector | VSP-980-B | VESDA-E VEA 6mm Black Sampling Point | 29 | 15.23
996 |  | Aspirating Smoke Detection (VESDA) | E Series (VEA) Detector | VSP-980-W | VESDA-E VEA 6mm Standard Sampling Point | 19.5 | 10.23
999 |  | Aspirating Smoke Detection (VESDA) | E Series (VEA) Detector | VSP-980-W22 | VESDA-E VEA Standard Sampling Point for 6mm Tube, pack of 22 | 385 | 202.13
100 |  | Aspirating Smoke Detection (VESDA) | E Series (VEA) Detector | VSP-981-B | VESDA-E VEA 4mm Black Sampling Point | 29 | 15.23
155 |  | Aspirating Smoke Detection (VESDA) | E Series (VEA) Detector | VSP-981-B22 | VESDA-E VEA 4mm Black Sampling Point, pack of 22 | 650 | 341.26
367 |  | Aspirating Smoke Detection (VESDA) | E Series (VEA) Detector | VSP-981-W | VESDA-E VEA 4mm Standard Sampling Point | 19.5 | 10.23
878 |  | Aspirating Smoke Detection (VESDA) | E Series (VEA) Detector | VSP-981-W22 | VESDA-E VEA 4mm Standard Sampling Point, pack of 22 | 385 | 202.13
524 |  | Aspirating Smoke Detection (VESDA) | E Series (VEA) Detector | VSP-982-B | VESDA-E VEA 6mm Surface Mount Black Sampling Point | 26 | 13.66
1961 |  | Aspirating Smoke Detection (VESDA) | E Series (VEA) Detector | VSP-982-B22 | VESDA-E VEA 6mm Surface Mount Sampling Point, pack of 22 | 650 | 341.25
2467 |  | Aspirating Smoke Detection (VESDA) | E Series (VEA) Detector | VSP-982-W | VESDA-E VEA 6mm Surface Mount White Sampling Point | 19.5 | 10.23
525 |  | Aspirating Smoke Detection (VESDA) | E Series (VEA) Detector | VSP-982-W22 | VESDA-E VEA 6mm Surface Mount White Sampling Point, pack of 22 | 385 | 202.13
1668 |  | Aspirating Smoke Detection (VESDA) | E Series (VEA) Detector | VSP-983-B | VESDA-E VEA 4mm Surface Mount Black Sampling Point | 25.5 | 13.4
376 |  | Aspirating Smoke Detection (VESDA) | E Series (VEA) Detector | VSP-983-W | VESDA-E VEA 4mm Surface Mount Sampling Point | 18.75 | 9.85
377 | Discontinued | Aspirating Smoke Detection (VESDA) | E Series (VEA) Detector | VSP-990 | Xtralis 6mm Microbore Tube - Enter quantity in in linear feet required. Sold in 1000 ft roll, Price shown is per roll. | 0 | 0
91 | New | Aspirating Smoke Detection (VESDA) | E Series (VEA) Detector | VSP-990-330 | VESDA Sensepoint XCL CO 300ppm, Modbus Relays | 130 | 68.26
780 |  | Aspirating Smoke Detection (VESDA) | E Series (VEA) Detector | VSP-991 | Xtralis 4mm Microbore Tube - Enter quantity in in linear feet required. Sold in 500 ft roll, Price shown is per roll. | 385 | 202.13
520 |  | Aspirating Smoke Detection (VESDA) | E Series (VEA) Detector | VSP-998 | VESDA-E VEA Blanking Plug 6mm. Enter quantity in number of pieces required. Sold in pack of 50. Price shown per pack | 89 | 46.72
522 |  | Aspirating Smoke Detection (VESDA) | E Series (VEP) Detector | VEP-A00-1P | VEP WITH LEDs, 1 PIPE | 5500 | 2887.51
526 |  | Aspirating Smoke Detection (VESDA) | E Series (VEP) Detector | VEP-A00-1P-GW | VESDA-E VEP LED display and single pipe, covers up to 10,760 sq.ft (1,000 sq.m) area. Intelligent SLC Velociti Addressable on E3/S3 Series | 5680 | 2982
527 |  | Aspirating Smoke Detection (VESDA) | E Series (VEP) Detector | VEP-A00-P | VEP with LEDs | 7700 | 4042.51
1556 |  | Aspirating Smoke Detection (VESDA) | E Series (VEP) Detector | VEP-A00-P-GW | VESDA-E VEP w LEDs display with four pipes, covers up to 21,520 sq.ft (2,000 sq.m) area. Intelligent SLC Velociti Addressable on E3/S3 Series | 8930 | 4688.25
1561 |  | Aspirating Smoke Detection (VESDA) | E Series (VEP) Detector | VEP-A10-P | VEP with 3.5" Display | 8500 | 4462.51
1563 |  | Aspirating Smoke Detection (VESDA) | E Series (VEP) Detector | VEP-A10-P-GW | VESDA-E VEP w 3.5” Display with four pipes, covers up to 21,520 sq.ft (2,000 sq.m) area. Intelligent SLC Velociti Addressable on E3/S3 Series | 9890 | 5192.25
1566 |  | Aspirating Smoke Detection (VESDA) | E Series (VEP) Detector | VES-A00-P | VESDA-E VEP LED display | 12500 | 6562.5
105 |  | Aspirating Smoke Detection (VESDA) | E Series (VEP) Detector | VES-A10-P | VESDA-E VEP LED display | 13500 | 7087.51
1600 |  | Aspirating Smoke Detection (VESDA) | E Series (VES) Detector | VES-A00-P | VESDA-E VES with LED display and 4 pipes, covers up to 21,520 sq.ft (2,000 sq.m) area. | 12500 | 6562.5
1650 |  | Aspirating Smoke Detection (VESDA) | E Series (VES) Detector | VES-A10-P | VESDA-E VES with 3.5 inch display with 4 pipes, covers up to 21,520 sq.ft (2,000 sq.m) area | 13500 | 7087.51
85 |  | Aspirating Smoke Detection (VESDA) | E Series (VEU) Detector | VEU-A00 | VESDA-E VEU with LED's | 10600 | 5565
90 |  | Aspirating Smoke Detection (VESDA) | E Series (VEU) Detector | VEU-A00-GW | VESDA-E VEU w LEDs display with four pipes, covers up to 69,965 sq.ft (6,500 sq.m). Intelligent SLC Velociti Addressable on E3/S3 Series | 11170 | 5864.25
184 |  | Aspirating Smoke Detection (VESDA) | E Series (VEU) Detector | VEU-A10 | VESDA-E VEU with 3.5" Display | 11700 | 6142.51
|  | Aspirating Smoke Detection (VESDA) | E Series (VEU) Detector | VEU-A10-GW | VESDA-E VEU w 3.5" Display with four pipes, covers up to 69,965 sq.ft (6,500 sq.m). Intelligent SLC Velociti Addressable on E3/S3 Series | 12250 | 6431.25
441 |  | Aspirating Smoke Detection (VESDA) | E Series (VEU) Detector | VSP-960 | VESDA E SERIES MOUNTING BRACKET | 72 | 37.8
786 |  | Aspirating Smoke Detection (VESDA) | E Series (VEU) Detector | VSP-961 | VESDA-E VEU Imperial Pipe Adaptor (for exhaust) | 66 | 34.66
967 |  | Aspirating Smoke Detection (VESDA) | E Series (VEU) Detector | VSP-962 | VESDA-E SERIES FILTER | 155 | 81.38
993 |  | Aspirating Smoke Detection (VESDA) | E Series (VEU) Detector | VSP-963 | VESDA-E SERIES ASPIRATOR | 900 | 472.5
528 |  | Aspirating Smoke Detection (VESDA) | E Series (VEU) Detector | VSP-964 | VESDA-E SERIES SMOKE DETECTION CHAMBER | 2950 | 1548.76
354 |  | Aspirating Smoke Detection (VESDA) | E Series (VEU) Detector | VSP-965 | VESDA-E SERIES SAMPLING MODULE | 720 | 378
357 |  | Aspirating Smoke Detection (VESDA) | Focus (VLF) Detector Configurations | VIC-010 | VESDAnet Network Interface Card The VESDAnet Interface Card (VN Card) is a simple interface card for the range of VESDA VLF smoke detectors. The VN Card provides seamless VESDAnet communication from the detector to other VESDAnet devices, including configuration and monitoring tools. | 620 | 325.49
383 |  | Aspirating Smoke Detection (VESDA) | Focus (VLF) Detector Configurations | VIC-020 | VESDAnet Interface Card. The VESDAnet Interface Card (VN Card) is a simple interface card for the range of VESDA LaserFOCUS (VLF) smoke detectors. The VN Card provides seamless VESDAnet communication from the detector to other VESDAnet devices, including configuration and monitoring tools. Provides Additional 2 relays & General Purpose Output (GPI) | 470 | 246.75
399 |  | Aspirating Smoke Detection (VESDA) | Focus (VLF) Detector Configurations | VIC-030 | VESDAnet Interface Card. The VESDAnet Interface Card (VN Card) is a simple interface card for the range of VESDA LaserFOCUS (VLF) smoke detectors. The VN Card provides seamless VESDAnet communication from the detector to other VESDAnet devices, including configuration and monitoring tools. Same as above, plus 3rd relay or Powered Output (MPO) | 550 | 288.76
531 |  | Aspirating Smoke Detection (VESDA) | Focus (VLF) Detector Configurations | VLF-250 | VESDA LaserFOCUS(250), compatible with the entire family of VESDA Laser products (VLP, VLS, VLC, etc...). Adjustable sensitivity range is 0.008 - 6% ro 6.4 /Ft. Obs., Built - in Circular Display, 3 Levels of Alarm provided. | 2900 | 1522.5
533 |  | Aspirating Smoke Detection (VESDA) | Focus (VLF) Detector Configurations | VLF-500 | VESDA LaserFOCUS (500), compatible with the entire family of VESDA Laser products (VLP, VLS, VLC, etc...). Adjustable sensitivity range is 0.008 - 6% ro 6.4 /Ft. Obs., Built - in Circular Display, 3 Levels of Alarm provided. Use for areas up to 5000 square feet. | 3600 | 1890
717 |  | Aspirating Smoke Detection (VESDA) | Focus (VLF) Detector Configurations | VSPEXHAUST | Exhaust Deflector, Grey, for use with VLF | 21 | 11.02
| New | Aspirating Smoke Detection (VESDA) | Li-ion Tamer | LT-ACC-BKT-PK5 | Sensor Mount Kit Spare - 5BKT 10NUT | 139 | 69.5
| New | Aspirating Smoke Detection (VESDA) | Li-ion Tamer | LT-ACC-CCL-1 | 1' Controller Daisy Chain Cable (RJ45 Grey) | 14.5 | 7.25
| New | Aspirating Smoke Detection (VESDA) | Li-ion Tamer | LT-ACC-CCL-100 | 100' Ctrl Daisy Chain Cable (RJ45 Grey) | 152 | 76
| New | Aspirating Smoke Detection (VESDA) | Li-ion Tamer | LT-ACC-CCL-25 | 25' Controller Daisy Chain Cable (RJ45 Grey) | 45.5 | 22.75
| New | Aspirating Smoke Detection (VESDA) | Li-ion Tamer | LT-ACC-CCL-3 | 3' Controller Daisy Chain Cable (RJ45 Grey) | 17.5 | 8.75
236 | New | Aspirating Smoke Detection (VESDA) | Li-ion Tamer | LT-ACC-CCL-50 | 50' Ctrl Daisy Chain Cable (RJ45 Grey) | 71 | 35.5
342 | New | Aspirating Smoke Detection (VESDA) | Li-ion Tamer | LT-ACC-DCL | 10' Digital Output Cable | 153 | 76.5
141 | New | Aspirating Smoke Detection (VESDA) | Li-ion Tamer | LT-ACC-IPA | MODBUS TCP/IP Adapter | 1230 | 615
142 | New | Aspirating Smoke Detection (VESDA) | Li-ion Tamer | LT-ACC-MCL-100 | 100' Monitoring Sensor Cable (RJ45 Black) | 152 | 76
2442 | New | Aspirating Smoke Detection (VESDA) | Li-ion Tamer | LT-ACC-MCL-25 | 25' Monitoring Sensor Cable (RJ45 Black) | 38 | 19
356 | New | Aspirating Smoke Detection (VESDA) | Li-ion Tamer | LT-ACC-MCL-50 | 50' Monitoring Sensor Cable (RJ45 Black) | 71 | 35.5
593 | New | Aspirating Smoke Detection (VESDA) | Li-ion Tamer | LT-ACC-OEM | OEM Board | 1030 | 515
594 | New | Aspirating Smoke Detection (VESDA) | Li-ion Tamer | LT-ACC-PCL | 10' Power Cable | 71 | 35.5
595 | New | Aspirating Smoke Detection (VESDA) | Li-ion Tamer | LT-ACC-RCL-100 | 100' Reference Sensor Cable (RJ45 Blue) | 153 | 76.5
596 | New | Aspirating Smoke Detection (VESDA) | Li-ion Tamer | LT-ACC-RCL-25 | 25' Reference Sensor Cable (RJ45 Blue) | 38 | 19
597 | New | Aspirating Smoke Detection (VESDA) | Li-ion Tamer | LT-ACC-RCL-50 | 50' Reference Sensor Cable (RJ45 Blue) | 71 | 35.5
598 | New | Aspirating Smoke Detection (VESDA) | Li-ion Tamer | LT-ACC-RLY | Form C Relay | 149 | 74.5
600 | New | Aspirating Smoke Detection (VESDA) | Li-ion Tamer | LT-ACC-SCL-MF | 6' MODBUS Serial Cable M-F | 17.5 | 8.75
601 | New | Aspirating Smoke Detection (VESDA) | Li-ion Tamer | LT-ACC-TST | DEC Bump Test Bottle | 252 | 126
602 | New | Aspirating Smoke Detection (VESDA) | Li-ion Tamer | LT-CTR-C-HON | Combined controller - Honeywell | 3420 | 1710
603 | New | Aspirating Smoke Detection (VESDA) | Li-ion Tamer | LT-SEN-M | Monitoring sensor | 1030 | 515
605 | New | Aspirating Smoke Detection (VESDA) | Li-ion Tamer | LT-SEN-R | Reference sensor | 1030 | 515
607 |  | Aspirating Smoke Detection (VESDA) | OSID by Xtralis | OSE-ACF | Anti-condensation film for Emitter - 10 units | 225 | 118.13
608 |  | Aspirating Smoke Detection (VESDA) | OSID by Xtralis | OSEH-ACF | Anti-condensation film for OSID-EH housings - 10 units | 850 | 446.24
609 |  | Aspirating Smoke Detection (VESDA) | OSID by Xtralis | OSE-HP-01 | Emitter -High Power, Battery | 570 | 299.24
610 |  | Aspirating Smoke Detection (VESDA) | OSID by Xtralis | OSE-HPW-L8 | Emitter - High Power, Wired | 1130 | 582.1
611 |  | Aspirating Smoke Detection (VESDA) | OSID by Xtralis | OSE-RBA | Emitter spare battery Alkaline | 110 | 57.76
612 |  | Aspirating Smoke Detection (VESDA) | OSID by Xtralis | OSE-RBL | Emitter Lithium battery exchange unit | 210 | 110.25
613 |  | Aspirating Smoke Detection (VESDA) | OSID by Xtralis | OSE-SP-L8 | Emitter - Standard Power | 510 | 263.7
614 |  | Aspirating Smoke Detection (VESDA) | OSID by Xtralis | OSE-SPW-L8 | Emitter - Standard Power, Wired | 510 | 263.7
615 |  | Aspirating Smoke Detection (VESDA) | OSID by Xtralis | OSI-10-L8 | OSID Imager - 7º Coverage, 24VDC | 1060 | 546.57
616 |  | Aspirating Smoke Detection (VESDA) | OSID by Xtralis | OSI-90-L8 | IMAGER - 80º Coverage | 1090 | 561.77
617 |  | Aspirating Smoke Detection (VESDA) | OSID by Xtralis | OSID-EHE | Aspirating IP65 Emitter Environ Hsng | 290 | 152.25
618 |  | Aspirating Smoke Detection (VESDA) | OSID by Xtralis | OSID-EHI | Aspirating IP65 IMAGER Environ Hsng | 370 | 194.25
619 |  | Aspirating Smoke Detection (VESDA) | OSID by Xtralis | OSID-INST | OSID Installation Kit. Incl: Laser Alignment Tool, Test Filter, PC Cable, Cleaning Cloth, Manual | 350 | 183.76
620 |  | Aspirating Smoke Detection (VESDA) | OSID by Xtralis | OSID-SK | Starter kit including OSI-10, OSE-SP-01 and OSID-INST | 1500 | 787.5
621 |  | Aspirating Smoke Detection (VESDA) | OSID by Xtralis | OSID-WG | Aspirating Wire Guard | 85 | 44.62
622 |  | Aspirating Smoke Detection (VESDA) | OSID by Xtralis | OSI-LS | Light Shield for OSI-10 | 78 | 40.95
623 |  | Aspirating Smoke Detection (VESDA) | OSID by Xtralis | OSP-001 | FTDI Cable 1.5m | 90 | 47.25
624 |  | Aspirating Smoke Detection (VESDA) | OSID by Xtralis | OSP-002 | Laser Alignment tool | 135 | 70.88
625 |  | Aspirating Smoke Detection (VESDA) | OSID by Xtralis | OSP-003 | Acrylic Test Filter - 10 pack | 135 | 70.88
626 |  | Aspirating Smoke Detection (VESDA) | OSID by Xtralis | OSP-003-200 | Acrylic Test Filter-bulk pack 200 units | 2150 | 1128.76
627 |  | Aspirating Smoke Detection (VESDA) | OSID by Xtralis | OSP-004 | Test filter 10 pack | 190 | 99.76
628 |  | Aspirating Smoke Detection (VESDA) | Pipe & Fittings | CAP-KIT | Connector kit for miniature sampling point and Capillary Tube arrangement. Includes (1) Male Connector, (1/2” thread X 1/2” OD Compression) and (1) Female Connector, (1/2” OD Compression). (Brass) | 37 | 19.44
629 |  | Aspirating Smoke Detection (VESDA) | Pipe & Fittings | E700-CAPKIT | Connector kit for miniature sampling point and Capillary Tube arrangement. Includes (1) Male Connector, (1/2” thread X 1/2” OD Compression) and (1) Female Connector, (1/2” OD Compression). (Plastic) | 26 | 13.66
630 |  | Aspirating Smoke Detection (VESDA) | Pipe & Fittings | E700-SP | Miniature Sampling Point | 21.5 | 11.29
631 |  | Aspirating Smoke Detection (VESDA) | Pipe & Fittings | E700-SP-DCL | Sampling Point Decal; Wrap Around Style - 200 per roll. Place center area over sampling point and wrap decal around diameter of pipe. (Old P/N E700 - SP - DCL - A) | 115 | 60.38
632 |  | Aspirating Smoke Detection (VESDA) | Pipe & Fittings | E700-SP-DCLPIPE | Sampling Pipe Labels - 35 Per Roll. | 21.5 | 11.29
633 |  | Aspirating Smoke Detection (VESDA) | Pipe & Fittings | E700-SP-DCL-PNT | Round Style Point Labels - 50 per roll, White | 21.5 | 11.29
634 |  | Aspirating Smoke Detection (VESDA) | Pipe & Fittings | E700-SPLG | Miniature Sampling Point Label, Round Style - 12 per sheet Grey | 31 | 16.28
649 |  | Aspirating Smoke Detection (VESDA) | Pipe & Fittings | E700-SPLR | Miniature Sampling Point Label, Round Style - 12 per sheet Red | 31 | 16.28
652 |  | Aspirating Smoke Detection (VESDA) | Pipe & Fittings | E700-TUBE | Polyethylene tubing, Black. 1/2” OD X 3/8” ID, FPE rated. 50 feet of tubing per roll | 205 | 107.63
653 |  | Aspirating Smoke Detection (VESDA) | Pipe & Fittings | PIP-015 | Flush Sampling Point (not pictured) | 54 | 28.35
656 |  | Aspirating Smoke Detection (VESDA) | Pipe & Fittings | TUBING-250 | Polyethylene tubing, Black. 1/2” OD X 3/8” ID, FPE rated. 250 feet of tubing per roll | 510 | 267.76
662 |  | Aspirating Smoke Detection (VESDA) | Pipe & Fittings | VP-BV | 3/4" 2-way Ball Valve, sold in boxes of 10 | 115 | 60.38
|  | Aspirating Smoke Detection (VESDA) | Pipe & Fittings | VP-CEMENT | Solvent Cement, One (1) Pint. Average capacity is 100 joints to one pint. GROUND SHIPMENT ONLY. NOT AVAILABLE IN CANADA OR LATIN AMERICA. | 47.5 | 24.94
238 |  | Aspirating Smoke Detection (VESDA) | Pipe & Fittings | VP-CLIP-US | 3/4" pipe support clamp (required for each 5 feet of pipe). Enter quantity in number of pieces required for project. Sold in box quantities of 50. Price shown per box. | 195 | 102.38
358 |  | Aspirating Smoke Detection (VESDA) | Pipe & Fittings | VP-COUP | Coupling, 3/4” , Socket to Socket CPVC Couplings, Box of 15 | 40 | 20.99
1649 |  | Aspirating Smoke Detection (VESDA) | Pipe & Fittings | VP-CUTTER | CPVC Pipe Cutters. Cuts up to 1 1/2” pipe | 280 | 147.01
1839 |  | Aspirating Smoke Detection (VESDA) | Pipe & Fittings | VP-EC | End Cap, 3/4” CPVC, Box of 25 | 43 | 22.57
1549 |  | Aspirating Smoke Detection (VESDA) | Pipe & Fittings | VP-ELB-45 | Elbow - 45 Degree, 3/4”, Socket to Socket, 45 degree CPVC Elbow, Box of 10 | 38.5 | 20.22
1855 |  | Aspirating Smoke Detection (VESDA) | Pipe & Fittings | VP-ELB-90 | Elbow - 90 Degree, 3/4”, Socket to Socket, 90 degree CPVC Elbow, Box of 20 | 56 | 29.41
66 |  | Aspirating Smoke Detection (VESDA) | Pipe & Fittings | VP-P-210 | VESDA Pipe - Imprinted with “Smoke Detector Sampling Tube - DO NOT DISTURB” along its length on opposite sides at 18” intervals. Kits come with 15ft lengths of 3/4” Orange CPVC pipe. Box of 14 pieces (210 feet total) | 510 | 267.75
303 |  | Aspirating Smoke Detection (VESDA) | Pipe & Fittings | VP-P-420 | VESDA Pipe - Imprinted with “Smoke Detector Sampling Tube - DO NOT DISTURB” along its length on opposite sides at 18” intervals. Kits come with 15ft lengths of 3/4” Orange CPVC pipe. Box of 28 Pieces (420 feet total) | 1050 | 551.25
965 |  | Aspirating Smoke Detection (VESDA) | Pipe & Fittings | VP-TEE | Pipe Tees, 3/4” CPVC Pipe Tees. Equal. Box of 15 (List Price per Tee $1.86) Sold in Kits only | 56 | 29.41
1728 |  | Aspirating Smoke Detection (VESDA) | Pipe & Fittings | VP-TEE-FPT | Tee, Box of 10, 3/4” X 1/2” FPT. Sold in Kits Only | 91 | 47.78
1601 |  | Aspirating Smoke Detection (VESDA) | Pipe & Fittings | VP-UNION | Socket Union, 3/4” CPVC Union, Box of 10 | 76 | 39.89
1757 |  | Aspirating Smoke Detection (VESDA) | Power Supplies & Components | VBC-001 | Battery Cabinet (Holds 4 Batteries) | 335 | 175.88
416 |  | Aspirating Smoke Detection (VESDA) | Power Supplies & Components | VBT-012 | Battery, Sealed, Lead Acid, 12VDC, 12 Amp/Hour (2 Required per Detector). | 205 | 107.62
158 |  | Aspirating Smoke Detection (VESDA) | Power Supplies & Components | VPS-100CN-120 | Powers one VFT-15 unit and accessories (VFT Remote display, etc…). Requires battery calculation to determine required battery capacity for standby power purposes. Enclosure supports two 12 V, 12 AH batteries. | 1100 | 577.49
423 |  | Aspirating Smoke Detection (VESDA) | Power Supplies & Components | VPS-100US-120 | Power Supply, Single Zone, with Housing. Powers up to 5 remote (single box) units or 1 Remote 19” subrack, or 2 LaserCOMPACT units, or 1 LaserPLUS, LaserFOCUS or LaserSCANNER unit. VPS - 100US - XXX requires (2) 12 VDC, 12 Amp/hour batteries. 120 VAC version | 780 | 409.51
540 |  | Aspirating Smoke Detection (VESDA) | Power Supplies & Components | VPS-100US-220 | Power Supply, Single Zone, with Housing. Powers up to 5 remote (single box) units or 1 Remote 19” subrack, or 2 LaserCOMPACT units, or 1 LaserPLUS, LaserFOCUS or LaserSCANNER unit. VPS - 100US - XXX requires (2) 12 VDC, 12 Amp/hour batteries. 220 VAC version | 780 | 409.51
541 |  | Aspirating Smoke Detection (VESDA) | Power Supplies & Components | VPS-300US-120 | Power Supply, Multi Zone with Housing, includes Battery Cabinet. Consist of VPS - 100US - XXX and Battery Cabinet VBC - 001. Holds up to (6) 12 VDC, 12 Amp/hour batteries(maximum) and 4 batteries (minimum). With Four batteries - Each VPS - 300US - XXX combination supports up to 10 Remote single box units, or 2 Remote 19” subracks, or 4 LaserCOMPACT units or 2 LaserPLUS or LaserSCANNER units. With Six batteries - Each VPS - 300US - XXX combination supports up to 15 Remote single box units, or 3 Remote 19” subracks, or 6 LaserCOMPACT units or 3 LaserPLUS, LaserFOCUS or LaserSCANNER units. 120 VAC Version | 1200 | 630
1871 |  | Aspirating Smoke Detection (VESDA) | Power Supplies & Components | VPS-300US-220 | Power Supply, Multi Zone with Housing, includes Battery Cabinet. Consist of VPS - 100US - XXX and Battery Cabinet VBC - 001. Holds up to (6) 12 VDC, 12 Amp/hour batteries(maximum) and 4 batteries (minimum). With Four batteries - Each VPS - 300US - XXX combination supports up to 10 Remote single box units, or 2 Remote 19” subracks, or 4 LaserCOMPACT units or 2 LaserPLUS or LaserSCANNER units. With Six batteries - Each VPS - 300US - XXX combination supports up to 15 Remote single box units, or 3 Remote 19” subracks, or 6 LaserCOMPACT units or 3 LaserPLUS, LaserFOCUS or LaserSCANNER units. 220 VAC Version | 1200 | 630
1896 |  | Aspirating Smoke Detection (VESDA) | Power Supplies & Components | VPS-400US-48 | 48 VDC Multi Zone Power Supply with Housing. Powers up to 4 units. | 1800 | 945.01
1906 |  | Aspirating Smoke Detection (VESDA) | Power Supplies & Components | VPS-VEA-115UL | VESDA-E VEA Power Supply StaX (UL), 120VAC | 1250 | 656.26
237 |  | Aspirating Smoke Detection (VESDA) | Power Supplies & Components | VPS-VEA-230UL | VESDA-E VEA Power Supply StaX (UL), 220VAC | 1250 | 656.26
529 |  | Aspirating Smoke Detection (VESDA) | Remote Mount Configuration (Single Box) | VRT-000 | Remote Mounting Single Box with escutcheon only (Blank Plate and Termination Card not included) | 250 | 131.24
349 |  | Aspirating Smoke Detection (VESDA) | Remote Mount Configuration (Single Box) | VRT-100 | Programmer, includes remote termination card. No relays. | 1900 | 997.5
2013 |  | Aspirating Smoke Detection (VESDA) | Remote Mount Configuration (Single Box) | VRT-200 | Display, LaserPLUS and LaserFOCUS with a remote termination card. With 7 Relays (for VESDA LaserPLUS) | 2050 | 1076.25
2474 |  | Aspirating Smoke Detection (VESDA) | Remote Mount Configuration (Single Box) | VRT-300 | VESDAnet Socket | 1050 | 551.25
239 |  | Aspirating Smoke Detection (VESDA) | Remote Mount Configuration (Single Box) | VRT-400 | Display, Scanner Version with a remote termination card. With 7 relays | 2050 | 1076.25
382 |  | Aspirating Smoke Detection (VESDA) | Remote Mount Configuration (Single Box) | VRT-500 | Remote Termination and Relay Processor Card with blank plate, in remote mounting box. With 7 relays for VLP, VLF, or VLC | 1500 | 787.51
731 |  | Aspirating Smoke Detection (VESDA) | Remote Mount Configuration (Single Box) | VRT-501 | Remote Termination and Relay Processor Card with blank plate, in remote mounting box. With 7 relays for VLS | 1500 | 787.5
1540 |  | Aspirating Smoke Detection (VESDA) | Remote Mount Configuration (Single Box) | VRT-600 | Display, LaserPLUS and LaserFOCUS with a remote termination card. Without Relays (for VESDA LaserPLUS) | 1850 | 971.26
378 |  | Aspirating Smoke Detection (VESDA) | Remote Mount Configuration (Single Box) | VRT-700 | Display, Scanner Version with a remote termination card. Without relays | 1850 | 971.25
379 |  | Aspirating Smoke Detection (VESDA) | Remote Mount Configuration (Single Box) | VRT-800 | Display, Scanner Version with a remote termination card. With 12 relays | 2300 | 1207.51
1818 |  | Aspirating Smoke Detection (VESDA) | Remote Mount Configuration (Single Box) | VRT-900 | VLS Remote Termination and Rlay Processor Card, 12 Relays with blank plate, in remote mounting box. Equipped with 12 Relays for VLS. | 1850 | 971.26
251 |  | Aspirating Smoke Detection (VESDA) | Remote Mount Configuration (Single Box) | VRT-J00 | Display, Compact Version. With 7 Relays | 2100 | 1102.5
253 |  | Aspirating Smoke Detection (VESDA) | Remote Mount Configuration (Single Box) | VRT-K00 | Display, Compact Version. Without Relays | 1900 | 997.51
255 |  | Aspirating Smoke Detection (VESDA) | Remote Mount Configuration (Single Box) | VRT-Q00 | Display, VLI, with a remote termination card. Equipped with Relays. | 2050 | 1076.25
759 |  | Aspirating Smoke Detection (VESDA) | Remote Mount Configuration (Single Box) | VRT-S07 | VESDA System Relay Module. Universal Network Module with 7 Programmable Relays, (Isolate, Minor Fault, Urgent Fault, Alert, Action, Fire 1, Fire 2) The System Relay Module is a remote termination card with new software supplied in a remote mounting box (VRT). The System Relay Module allows reporting of ANY alarm or fault condition that appears on a VESDAnet loop regardless of the initiating zone. It allows a more cost - effective solution for raising a warning signal when several VESDA detectors are installed on a single VESDAnet loop and addressability is not required. | 1450 | 761.26
280 |  | Aspirating Smoke Detection (VESDA) | Remote Mount Configuration (Single Box) | VRT-T00 | Display, VLI, with a remote termination card. No Relays. | 1900 | 997.5
437 |  | Aspirating Smoke Detection (VESDA) | Remote Mount Configuration (Single Box) | VRT-V00 | Display, LaserPLUS and LaserFOCUS with a remote termination card. With 7 Relays (for VESDA LaserFOCUS) | 2100 | 1102.5
635 | New | Aspirating Smoke Detection (VESDA) | Sampling Hole Clips | F-PC-0 | ASD PIPE CLIP BLIND PK5 | 47 | 24.68
636 | New | Aspirating Smoke Detection (VESDA) | Sampling Hole Clips | F-PC-2 | ASD SPL PT CLIP STD 2.0mm (5/64 in) PK5 | 47 | 24.68
637 | New | Aspirating Smoke Detection (VESDA) | Sampling Hole Clips | F-PC-2.5 | ASD SPL PT CLIP STD 2.5mm (6/64 in) PK5 | 47 | 24.68
638 | New | Aspirating Smoke Detection (VESDA) | Sampling Hole Clips | F-PC-3 | ASD SPL PT CLIP STD 3.0mm (1/8 in) PK5 | 47 | 24.68
639 | New | Aspirating Smoke Detection (VESDA) | Sampling Hole Clips | F-PC-3.5 | ASD SPL PT CLIP STD 3.5mm (9/64 in) PK5 | 47 | 24.68
640 | New | Aspirating Smoke Detection (VESDA) | Sampling Hole Clips | F-PC-4 | ASD SPL PT CLIP STD 4.0mm (5/32 in) PK5 | 47 | 24.68
641 | New | Aspirating Smoke Detection (VESDA) | Sampling Hole Clips | F-PC-4.5 | ASD SPL PT CLIP STD 4.5mm (11/64 in) PK5 | 47 | 24.68
642 | New | Aspirating Smoke Detection (VESDA) | Sampling Hole Clips | F-PC-5 | ASD SPL PT CLIP STD 5.0mm (13/64 in) PK5 | 47 | 24.68
643 | New | Aspirating Smoke Detection (VESDA) | Sampling Hole Clips | F-PC-5.5 | ASD SPL PT CLIP STD 5.5mm (7/32 in) PK5 | 47 | 24.68
644 | New | Aspirating Smoke Detection (VESDA) | Sampling Hole Clips | F-PC-6 | ASD SPL PT CLIP STD 6.0mm (15/64 in) PK5 | 47 | 24.68
645 | New | Aspirating Smoke Detection (VESDA) | Sampling Hole Clips | F-PC-6.5 | ASD SPL PT CLIP STD 6.5mm (1/4 in) PK5 | 47 | 24.68
646 | New | Aspirating Smoke Detection (VESDA) | Sampling Hole Clips | F-PC-HE-2 | ASD SPL PT CLIP HE 2.0mm (5/64 in) PK5 | 105 | 55.13
647 | New | Aspirating Smoke Detection (VESDA) | Sampling Hole Clips | F-PC-HE-2.5 | ASD SPL PT CLIP HE 2.5mm (6/64 in) PK5 | 105 | 55.13
648 | New | Aspirating Smoke Detection (VESDA) | Sampling Hole Clips | F-PC-HE-3 | ASD SPL PT CLIP HE 3.0mm (1/8 in) PK5 | 105 | 55.13
650 | New | Aspirating Smoke Detection (VESDA) | Sampling Hole Clips | F-PC-HE-3.5 | ASD SPL PT CLIP HE 3.5mm (9/64 in) PK5 | 105 | 55.13
651 | New | Aspirating Smoke Detection (VESDA) | Sampling Hole Clips | F-PC-HE-4 | ASD SPL PT CLIP HE 4.0mm (5/32 in) PK5 | 105 | 55.13
654 | New | Aspirating Smoke Detection (VESDA) | Sampling Hole Clips | F-PC-HE-4.5 | ASD SPL PT CLIP HE 4.5mm (11/64 in) PK5 | 105 | 55.13
655 | New | Aspirating Smoke Detection (VESDA) | Sampling Hole Clips | F-PC-HE-5 | ASD SPL PT CLIP HE 5.0mm (13/64 in) PK5 | 105 | 55.13
657 | New | Aspirating Smoke Detection (VESDA) | Sampling Hole Clips | F-PC-HE-5.5 | ASD SPL PT CLIP HE 5.5mm (7/32 in)PK5 | 105 | 55.13
658 | New | Aspirating Smoke Detection (VESDA) | Sampling Hole Clips | F-PC-HE-6 | ASD SPL PT CLIP HE 6.0mm (15/64 in) PK5 | 105 | 55.13
659 | New | Aspirating Smoke Detection (VESDA) | Sampling Hole Clips | F-PC-HE-6.5 | ASD SPL PT CLIP HE 6.5mm (1/4 in) PK5 | 105 | 55.13
660 | New | Aspirating Smoke Detection (VESDA) | Sampling Hole Clips | ISP-001 | Custom Report Creation Service | 93 | 48.83
1001 |  | Aspirating Smoke Detection (VESDA) | Software (Windows Operating Systems Only) | VSW-206 | Central Site License – Primary PC | 3550 | 1863.75
361 |  | Aspirating Smoke Detection (VESDA) | Software (Windows Operating Systems Only) | VSW-216 | Central Site License – Secondary PC | 2950 | 1548.75
535 |  | Aspirating Smoke Detection (VESDA) | Software (Windows Operating Systems Only) | VSW-226 | VSM3 Upgrade – Primary PC | 2150 | 1128.75
1687 |  | Aspirating Smoke Detection (VESDA) | Software (Windows Operating Systems Only) | VSW-346 | VESDAnet Network Connection – 1 required per monitored VESDAnet | 620 | 325.49
684 |  | Aspirating Smoke Detection (VESDA) | Software (Windows Operating Systems Only) | VSW-356 | VESDAnet Detector Connection – 1 required per monitored detector. | 155 | 81.38
686 |  | Aspirating Smoke Detection (VESDA) | Software (Windows Operating Systems Only) | VSW-356-ECO | VESDA ECO DETECTOR NETWORK CONNECTION– 1 required per monitored detector. | 170 | 89.26
2625 |  | Aspirating Smoke Detection (VESDA) | Software (Windows Operating Systems Only) | VSW-366 | VESDATalk/VESDALink Detector Connections – VESDAtalk for use with direct connect VLS 250 & 500 detectors. VESDALink for use with direct connect VLC - 500 detectors. | 445 | 233.63
1881 |  | Aspirating Smoke Detection (VESDA) | Software (Windows Operating Systems Only) | VSW-502 | Text to Speech – English | 2400 | 1260
1882 | Discontinued | Aspirating Smoke Detection (VESDA) | Software (Windows Operating Systems Only) | VSW-508 | DISCONTINUED | 0 | 0
385 |  | Aspirating Smoke Detection (VESDA) | Software (Windows Operating Systems Only) | VSW-600 | VESDA REMOTE NOTIFICATION EMAIL/SMS | 2950 | 1548.75
784 | Discontinued | Aspirating Smoke Detection (VESDA) | Spares & Accessories for VESDA | 01-E606-01 | DISCONTINUED | 0 | 0
|  | Aspirating Smoke Detection (VESDA) | Spares & Accessories for VESDA | LF41333 | ECO Detector Filter Cartridge Assembly | 25 | 13.13
530 |  | Aspirating Smoke Detection (VESDA) | Spares & Accessories for VESDA | VSP-000 | Blank plate, with VESDA logo | 52 | 27.29
510 |  | Aspirating Smoke Detection (VESDA) | Spares & Accessories for VESDA | VSP-001 | Programmer Module | 1550 | 813.75
511 |  | Aspirating Smoke Detection (VESDA) | Spares & Accessories for VESDA | VSP-002 | Standard Display Module | 1550 | 813.75
661 |  | Aspirating Smoke Detection (VESDA) | Spares & Accessories for VESDA | VSP-003 | VESDAnet Socket Kit | 1150 | 603.75
506 |  | Aspirating Smoke Detection (VESDA) | Spares & Accessories for VESDA | VSP-004 | Scanner Display Module | 1550 | 813.75
508 |  | Aspirating Smoke Detection (VESDA) | Spares & Accessories for VESDA | VSP-005 | Filter Cartridge (recommend replacing every 2 years) | 175 | 91.87
196 |  | Aspirating Smoke Detection (VESDA) | Spares & Accessories for VESDA | VSP-006 | Detector Chassis Assembly, includes Manifold | 7600 | 3990.01
2012 |  | Aspirating Smoke Detection (VESDA) | Spares & Accessories for VESDA | VSP-007 | “0” Relay Remote Termination Card | 610 | 320.24
209 |  | Aspirating Smoke Detection (VESDA) | Spares & Accessories for VESDA | VSP-008 | Remote Termination Card (RTC7) | 910 | 477.76
443 |  | Aspirating Smoke Detection (VESDA) | Spares & Accessories for VESDA | VSP-009 | Scanner Chassis Assembly, includes Scanning Manifold | 13300 | 6982.5
|  | Aspirating Smoke Detection (VESDA) | Spares & Accessories for VESDA | VSP-011 | Recess Mounting Kit for VLP or VLS Detector | 410 | 215.25
516 |  | Aspirating Smoke Detection (VESDA) | Spares & Accessories for VESDA | VSP-012 | Recess Mounting Kit for Remote Single Boxes | 410 | 215.25
518 |  | Aspirating Smoke Detection (VESDA) | Spares & Accessories for VESDA | VSP-013 | VLP & VLS Detector Cover Assembly | 550 | 288.75
221 |  | Aspirating Smoke Detection (VESDA) | Spares & Accessories for VESDA | VSP-014 | 7 - Relay Head Termination Card (HTC7) | 1650 | 866.25
512 |  | Aspirating Smoke Detection (VESDA) | Spares & Accessories for VESDA | VSP-015 | Aspirator for LaserPLUS & SCANNER | 1050 | 551.25
513 |  | Aspirating Smoke Detection (VESDA) | Spares & Accessories for VESDA | VSP-016 | 12 Relay Head Termination Card (HTC12) | 2450 | 1286.25
326 |  | Aspirating Smoke Detection (VESDA) | Spares & Accessories for VESDA | VSP-018 | Filter Switch | 135 | 70.88
1852 |  | Aspirating Smoke Detection (VESDA) | Spares & Accessories for VESDA | VSP-019 | Filter Cover | 21.75 | 11.41
964 |  | Aspirating Smoke Detection (VESDA) | Spares & Accessories for VESDA | VSP-020 | Cover Screws, each | 6.8 | 3.58
966 |  | Aspirating Smoke Detection (VESDA) | Spares & Accessories for VESDA | VSP-021 | Metric to Imperial Pipe Adaptors, Kit of four | 52 | 27.29
1685 |  | Aspirating Smoke Detection (VESDA) | Spares & Accessories for VESDA | VSP-025 | Filters (20 per pack) | 2450 | 1286.26
1689 |  | Aspirating Smoke Detection (VESDA) | Spares & Accessories for VESDA | VSP-028 | VLP/VLS Mounting Bracket | 79 | 41.48
334 |  | Aspirating Smoke Detection (VESDA) | Spares & Accessories for VESDA | VSP-030 | VLI INTELLIGENT FILTER SPARE PART | 780 | 409.5
389 |  | Aspirating Smoke Detection (VESDA) | Spares & Accessories for VESDA | VSP-031 | VLI SECONDARY FILTER SPARE PART | 195 | 102.37
548 |  | Aspirating Smoke Detection (VESDA) | Spares & Accessories for VESDA | VSP-032 | VLI ASPIRATOR SPARE PART | 980 | 514.51
549 |  | Aspirating Smoke Detection (VESDA) | Spares & Accessories for VESDA | VSP-033 | VLI Chamber Assembly | 2750 | 1443.76
552 |  | Aspirating Smoke Detection (VESDA) | Spares & Accessories for VESDA | VSP-034 | VLI CHAMBER ASSEMBLY SPARE PART | 1200 | 630
553 |  | Aspirating Smoke Detection (VESDA) | Spares & Accessories for VESDA | VSP-035 | VLI Remote Display Module Spare | 1550 | 813.75
387 |  | Aspirating Smoke Detection (VESDA) | Spares & Accessories for VESDA | VSP-036 | VLI Ultrasonic Flow Manifold Spare | 1850 | 971.26
1016 |  | Aspirating Smoke Detection (VESDA) | Spares & Accessories for VESDA | VSP-100 | Blank Plate with FOK LED’s and Logo | 230 | 120.75
514 | New | Aspirating Smoke Detection (VESDA) | Spares & Accessories for VESDA | VSP-1005 | VESDA Sensepoint XCL CO2 5,000 ppm, Modbus Relays | 135 | 70.88
515 | New | Aspirating Smoke Detection (VESDA) | Spares & Accessories for VESDA | VSP-1006 | VESDA Sensepoint XCL CO2 5.0 %v/v, mA Relays | 400 | 210
1756 |  | Aspirating Smoke Detection (VESDA) | Spares & Accessories for VESDA | VSP-100US-PCB | Power Supply Circuit Board Only | 530 | 278.26
726 |  | Aspirating Smoke Detection (VESDA) | Spares & Accessories for VESDA | VSP-102 | VLP Relay Processor Module (DRP) | 640 | 335.99
|  | Aspirating Smoke Detection (VESDA) | Spares & Accessories for VESDA | VSP-103 | VLS Relay Processor Module (DRP) | 640 | 335.99
|  | Aspirating Smoke Detection (VESDA) | Spares & Accessories for VESDA | VSP-208 | 12 Relay Remote Termination Card (RTC12) | 990 | 519.76
556 |  | Aspirating Smoke Detection (VESDA) | Spares & Accessories for VESDA | VSP-300 | Blank Plate, without VESDA logo | 33.5 | 17.59
557 |  | Aspirating Smoke Detection (VESDA) | Spares & Accessories for VESDA | VSP-501 | Aspirator, LaserCOMPACT | 980 | 514.49
1727 |  | Aspirating Smoke Detection (VESDA) | Spares & Accessories for VESDA | VSP-502 | *Compact (VN) Remote Display Module | 1550 | 813.75
972 |  | Aspirating Smoke Detection (VESDA) | Spares & Accessories for VESDA | VSP-509 | RO - Cable for use with Laser COMPACT Relay Only (RO) version. This cable is required for Programming. Requires V - Config Pro Software. | 145 | 76.13
1902 |  | Aspirating Smoke Detection (VESDA) | Spares & Accessories for VESDA | VSP-510 | Compact (RO) Termination Card (CTC - RO) | 1250 | 656.26
107 |  | Aspirating Smoke Detection (VESDA) | Spares & Accessories for VESDA | VSP-515 | Compact (VN) Termination Card (CTC - VN) | 1750 | 918.76
151 |  | Aspirating Smoke Detection (VESDA) | Spares & Accessories for VESDA | VSP-540 | Exhaust Deflector, Black, for use with VESDA LaserPLUS, VESDA LaserSCANNER and VESDA LaserCOMPACT. | 72 | 37.8
229 |  | Aspirating Smoke Detection (VESDA) | Spares & Accessories for VESDA | VSP-610-US | Tamper Proof Sampling Point, 1" / 25mm rigid or flexible conduit | 600 | 314.99
|  | Aspirating Smoke Detection (VESDA) | Spares & Accessories for VESDA | VSP-620-01 | Tamper Proof Sampling Point, 6mm Capillary | 600 | 314.99
252 |  | Aspirating Smoke Detection (VESDA) | Spares & Accessories for VESDA | VSP-620-02 | Tamper Proof Sampling Point, 8mm Capillary | 600 | 314.99
254 |  | Aspirating Smoke Detection (VESDA) | Spares & Accessories for VESDA | VSP-715 | Spare Aspirator, VLF - 250 &VLF 500 | 820 | 430.51
256 |  | Aspirating Smoke Detection (VESDA) | Spares & Accessories for VESDA | VSP-722 | VLF-250 Aspirator Assembly (1 fan) | 780 | 409.51
760 |  | Aspirating Smoke Detection (VESDA) | Spares & Accessories for VESDA | VSP-810 | Smoke Pen with 6 wicks | 155 | 81.38
1205 |  | Aspirating Smoke Detection (VESDA) | Spares & Accessories for VESDA | VSP-811 | Refill pack of 6 wicks | 120 | 63.01
1018 |  | Aspirating Smoke Detection (VESDA) | Spares & Accessories for VESDA | VSP-850-G | External in line filter-grey | 280 | 147
225 | New | Aspirating Smoke Detection (VESDA) | Spares & Accessories for VESDA | VSP-850-M | VESDA Sensepoint XCL CO2 5.0 %v/v, Modbus Relays | 830 | 435.75
199 |  | Aspirating Smoke Detection (VESDA) | Spares & Accessories for VESDA | VSP-850-R | External in line filter-red | 280 | 147
346 |  | Aspirating Smoke Detection (VESDA) | Spares & Accessories for VESDA | VSP-855-20 | Spares in line filter-20 pack | 450 | 236.26
2031 |  | Aspirating Smoke Detection (VESDA) | Spares & Accessories for VESDA | VSP-855-4 | Spares in line filter-4 pack | 120 | 63
|  | Aspirating Smoke Detection (VESDA) | Spares & Accessories for VESDA | VSP-870-US | In-Line Flow Restrictor Assembly - US, for use with Tamper Proof Sampling Points (models VSP-610-US and VSP-620). | 92 | 48.3
386 |  | Aspirating Smoke Detection (VESDA) | Spares & Accessories for VESDA | VSP-877 | Flush Mount Sampling Point. Ideal for blind ceiling installations where access to back side of ceiling is not possible, or where aesthetics is of concern. Engraved labeling eliminates need for applying label | 31.5 | 16.54
438 |  | Aspirating Smoke Detection (VESDA) | Spares & Accessories for VESDA | VSP-878 | Push-in Connect Adaptor Kit for ½” Capillary Tubing. For use with VSP-877. Includes male and female push-in fittings | 23 | 12.07
725 |  | Aspirating Smoke Detection (VESDA) | Spares & Accessories for VESDA | VSP-950 | Test Point Pipe Labels. Enter quantity in number of pieces required for project. Sold by sheet with quantity of 12 per sheet. Price shown per sheet. | 78 | 40.96
1729 |  | Aspirating Smoke Detection (VESDA) | Spares & Accessories for VESDA | VSP-955 | VESDA-E VES Scanner Manifold | 1650 | 1650
109 |  | Aspirating Smoke Detection (VESDA) | Spares & Accessories for VESDA | VSP-962-20 | VESDA-E Filter – 20 pieces | 2050 | 1076.26
230 |  | Aspirating Smoke Detection (VESDA) | Spares & Accessories for VESDA | VSP-964-03 | VESDA-E Smoke Detection Chamber – MK3 | 2950 | 1548.76
501 |  | Aspirating Smoke Detection (VESDA) | Spares & Accessories for VESDA | VSP-968 | VES-A00-P Front Cover (LEDs) | 660 | 346.5
722 |  | Aspirating Smoke Detection (VESDA) | Spares & Accessories for VESDA | VSP-969-S | VES-A10-P Front Cover (3.5” Display) | 1600 | 840
729 |  | Aspirating Smoke Detection (VESDA) | Spares & Accessories for VESDA | VSP-980-B22 | VESDA-E VEA Standard Sampling Point (black) for 6mm tube | 650 | 341.26
1587 |  | Aspirating Smoke Detection (VESDA) | Spares & Accessories for VESDA | VSP-980-ST | VESDA-E VEA Stainless Steel Samplin Point for 6mm tube | 220 | 115.51
1588 |  | Aspirating Smoke Detection (VESDA) | Spares & Accessories for VESDA | VSP-983-B22 | VESDA-E VEA 4mm Surface Mount White Sampling Point (Black), pack of 22 | 620 | 325.51
1589 |  | Aspirating Smoke Detection (VESDA) | Spares & Accessories for VESDA | VSP-983-W22 | VESDA-E VEA 4mm Surface Mount White Sampling Point (White), pack of 22 | 350 | 183.76
1590 |  | Aspirating Smoke Detection (VESDA) | Spares & Accessories for VESDA | VSP-COT-KIT | VESDA Pipe Clean-Out Kit | 190 | 99.75
1591 |  | Aspirating Smoke Detection (VESDA) | Spares & Accessories for VESDA | VSP-TP-KIT-US | VESDA Benchmark Test Point Quick Connect Kit. Complete with threaded coupler, brass quick connect fitting, Test Plug, and Benchmark Test Point Label. One kit required at end of each pipe run. | 255 | 133.88
1592 |  | Aspirating Smoke Detection (VESDA) | Spares & Accessories for VESDA | VSP-TRAN-120 | Transformer Only | 175 | 91.88
1593 |  | Aspirating Smoke Detection (VESDA) | Sub Rack Enclosure | VRE-001 | Single Blanking Plate | 110 | 57.74
1594 |  | Aspirating Smoke Detection (VESDA) | Sub Rack Enclosure | VRE-002 | Double Blanking Plate | 120 | 63
1595 |  | Aspirating Smoke Detection (VESDA) | Sub Rack Enclosure | VRE-100 | Enclosure | 1450 | 761.26
1596 |  | Aspirating Smoke Detection (VESDA) | VESDA Laser Accessories | VHH-100 | Hand Held Programmer Hand Held Programmer, includes Leads. | 1550 | 813.75
394 |  | Aspirating Smoke Detection (VESDA) | VESDA Laser Accessories | VHX-0200 | PC - Link HLI, Sliding Windows, RS232 Interface. The VHX - 200 does not have modem capabilities | 1800 | 945.01
1597 |  | Aspirating Smoke Detection (VESDA) | VESDA Laser Accessories | VHX-0420 | VESDA Modbus Type 3 HLI Standard | 1800 | 945.01
222 |  | Aspirating Smoke Detection (VESDA) | VESDA Laser Accessories | VHX-1200 | Wall - Mounted HLI. Links VESDAnet with VESDA System Manager 4 (VSM4) and VESDA System Configurator (VSC). Includes a built - in VESDAnet port and VESDAnet socket card. | 2350 | 1233.76
223 |  | Aspirating Smoke Detection (VESDA) | VESDA Laser Accessories | VHX-1420 | VESDA Modbus Type 3 HLI Metal Box Wall-mounted | 2600 | 1365
325 |  | Aspirating Smoke Detection (VESDA) | VESDA VEA Sensepoint | XCL-COVER | VESDA Sensepoint XCL Sensor Cover with Gasket | 78 | 40.95
343 |  | Aspirating Smoke Detection (VESDA) | VESDA VEA Sensepoint | XCL-FILTER | VESDA Sensepoint XCL Replacement Filter - Pack of 10. Price shown per pack. | 190 | 99.76
1020 | New | Aspirating Smoke Detection (VESDA) | VESDA VEA Sensepoint | XCL-LB-CAP | VESDA Sensepoint XCL Spare Flow Cap | 125 | 65.63
1660 | New | Aspirating Smoke Detection (VESDA) | VESDA VEA Sensepoint | XCL-LB-CH4-RA | VESDA Sensepoint XCL Spare Sensor Cover - LEL NH3 CO2 | 2600 | 1365
1868 | New | Aspirating Smoke Detection (VESDA) | VESDA VEA Sensepoint | XCL-LB-CH4-RM | VESDA Sensepoint XCL Spare Sensor Cover - CO O2 H2S H2 NO2 | 2800 | 1470
1019 | New | Aspirating Smoke Detection (VESDA) | VESDA VEA Sensepoint | XCL-LB-CO2PP-RA | VESDA Sensepoint XCL H2 1000ppm, mA Relays | 4100 | 2152.5
136 | New | Aspirating Smoke Detection (VESDA) | VESDA VEA Sensepoint | XCL-LB-CO2PP-RM | VESDA Sensepoint XCL H2 1000ppm, Modbus Relays | 4350 | 2283.75
1017 | New | Aspirating Smoke Detection (VESDA) | VESDA VEA Sensepoint | XCL-LB-CO2VV-RA | VESDA Sensepoint XCL H2S 50ppm, mA Relays | 4100 | 2152.5
1022 | New | Aspirating Smoke Detection (VESDA) | VESDA VEA Sensepoint | XCL-LB-CO2VV-RM | VESDA Sensepoint XCL H2S 50ppm, Modbus Relays | 4350 | 2283.75
226 | New | Aspirating Smoke Detection (VESDA) | VESDA VEA Sensepoint | XCL-LB-CO-RA | VESDA Sensepoint XCL CO 300ppm, mA Relays | 2300 | 1207.5
1257 | New | Aspirating Smoke Detection (VESDA) | VESDA VEA Sensepoint | XCL-LB-CO-RM | VESDA Sensepoint XCL NH3 100ppm, mA Relays | 2350 | 1233.75
1005 | New | Aspirating Smoke Detection (VESDA) | VESDA VEA Sensepoint | XCL-LB-COV-1 | VESDA Sensepoint XCL NH3 100ppm, Modbus Relays | 84 | 44.11
1006 | New | Aspirating Smoke Detection (VESDA) | VESDA VEA Sensepoint | XCL-LB-COV-2 | VESDA Sensepoint XCL NO2 20ppm, mA Relays | 84 | 44.11
| New | Aspirating Smoke Detection (VESDA) | VESDA VEA Sensepoint | XCL-LB-ELB | VESDA Sensepoint XCL Large Bore 60° Pipe Elbow, 4 PK | 125 | 65.63
| New | Aspirating Smoke Detection (VESDA) | VESDA VEA Sensepoint | XCL-LB-FLT-1 | VESDA Sensepoint XCL Spare Filter - LEL NH3 CO2 10 PK | 270 | 141.76
| New | Aspirating Smoke Detection (VESDA) | VESDA VEA Sensepoint | XCL-LB-FLT-2 | VESDA Sensepoint XCL Spare Filter - CO O2 H2S H2 NO2 10 PK | 270 | 141.76
| New | Aspirating Smoke Detection (VESDA) | VESDA VEA Sensepoint | XCL-LB-H2-RA | VESDA Sensepoint XCL NO2 20ppm, Modbus Relays | 3400 | 1785
| New | Aspirating Smoke Detection (VESDA) | VESDA VEA Sensepoint | XCL-LB-H2-RM | VESDA Sensepoint XCL Oxygen 0 to 25 %v/v, mA Relays | 3550 | 1863.76
391 | New | Aspirating Smoke Detection (VESDA) | VESDA VEA Sensepoint | XCL-LB-H2S-RA | VESDA Sensepoint XCL Oxygen 0 to 25 %v/v, Modbus Relays | 3000 | 1575
84 | New | Aspirating Smoke Detection (VESDA) | VESDA VEA Sensepoint | XCL-LB-H2S-RM | VESDA Sensepoint XCL VESDA SP XCL CABLE GLAND PK10 | 3000 | 1575
206 | New | Aspirating Smoke Detection (VESDA) | VESDA VEA Sensepoint | XCL-LB-NH3-RA | VESDA Sensepoint XCL/XRL Sensor-H2S | 3650 | 1916.26
393 | New | Aspirating Smoke Detection (VESDA) | VESDA VEA Sensepoint | XCL-LB-NH3-RM | VESDA Sensepoint XCL/XRL Sensor-O2 | 3900 | 2047.51
970 | New | Aspirating Smoke Detection (VESDA) | VESDA VEA Sensepoint | XCL-LB-NO2-RA | NO2 20ppm, mA Relays | 2350 | 1233.76
738 | New | Aspirating Smoke Detection (VESDA) | VESDA VEA Sensepoint | XCL-LB-NO2-RM | NO2 20ppm, Modbus Relays | 2500 | 1312.51
1688 | New | Aspirating Smoke Detection (VESDA) | VESDA VEA Sensepoint | XCL-LB-O2-RA | Oxygen 0 to 25 %v/v, mA Relays | 2300 | 1207.51
312 | New | Aspirating Smoke Detection (VESDA) | VESDA VEA Sensepoint | XCL-LB-O2-RM | Oxygen 0 to 25 %v/v, Modbus Relays | 2300 | 1207.51
709 | New | Aspirating Smoke Detection (VESDA) | VESDA VEA Sensepoint | XCL-M20-CG | VESDA SP XCL CABLE GLAND PK10 | 78 | 40.95
730 |  | Aspirating Smoke Detection (VESDA) | VESDA VEA Sensepoint | XCL-SC-CH4 | VESDA Sensepoint XCL Replacement Sensor - CH4 0-100% LEL | 340 | 178.51
963 |  | Aspirating Smoke Detection (VESDA) | VESDA VEA Sensepoint | XCL-SC-CO2PP | VESDA Sensepoint XCL Replacement Sensor - CO2 5000ppm | 510 | 267.76
144 |  | Aspirating Smoke Detection (VESDA) | VESDA VEA Sensepoint | XCL-SC-CO2VV | VESDA Sensepoint XCL Replacement Sensor - CO2 5% v/v | 510 | 267.76
313 | New | Aspirating Smoke Detection (VESDA) | VESDA VEA Sensepoint | XCL-SC-H2S | XCL/XRL Sensor-H2S | 230 | 120.75
321 | New | Aspirating Smoke Detection (VESDA) | VESDA VEA Sensepoint | XCL-SC-NH3 | VESDA Sensepoint XCL/XRL Sensor-NH3 | 405 | 212.63
891 | New | Aspirating Smoke Detection (VESDA) | VESDA VEA Sensepoint | XCL-SC-NO2 | VESDA Sensepoint XCL/XRL Sensor-NO2 | 340 | 178.5
1243 | New | Aspirating Smoke Detection (VESDA) | VESDA VEA Sensepoint | XCL-SC-O2 | XCL/XRL Sensor-O2 | 230 | 120.75
1984 |  | Aspirating Smoke Detection (VESDA) | VESDA VEA Sensepoint | XCL-VEA-CAL | VESDA Sensepoint XCL Calibration/Flow Cap for VEA | 94 | 49.36
245 |  | Aspirating Smoke Detection (VESDA) | VESDA VEA Sensepoint | XCL-VEA-CH4-RA | VESDA Sensepoint XCL CH4 0-100% LEL 4-20mA Relay for VEA | 1900 | 997.5
143 |  | Aspirating Smoke Detection (VESDA) | VESDA VEA Sensepoint | XCL-VEA-CH4-RA-5 | 5 x VESDA Sensepoint XCL CH4 0-100% LEL 4-20mA Relay for VEA | 5100 | 2677.5
323 |  | Aspirating Smoke Detection (VESDA) | VESDA VEA Sensepoint | XCL-VEA-CH4-RM | VESDA Sensepoint XCL CH4 0-100% LEL Modbus Relay for VEA | 2000 | 1050
344 |  | Aspirating Smoke Detection (VESDA) | VESDA VEA Sensepoint | XCL-VEA-CO2PP-RA | VESDA Sensepoint XCL CO2 5000ppm 4-20mA Relay for VEA | 3350 | 1758.75
989 |  | Aspirating Smoke Detection (VESDA) | VESDA VEA Sensepoint | XCL-VEA-CO2PP-RM | VESDA Sensepoint XCL CO2 5000ppm Modbus Relay for VEA | 3550 | 1863.75
1024 |  | Aspirating Smoke Detection (VESDA) | VESDA VEA Sensepoint | XCL-VEA-CO2VV-RA | VESDA Sensepoint XCL CO2 5% v/v 4-20mA Relay for VEA | 3350 | 1758.75
1869 |  | Aspirating Smoke Detection (VESDA) | VESDA VEA Sensepoint | XCL-VEA-CO2VV-RM | VESDA Sensepoint XCL CO2 5% v/v Modbus Relay for VEA | 3550 | 1863.75
247 |  | Aspirating Smoke Detection (VESDA) | VESDA VEA Sensepoint | XCL-VEA-CO-RA | VESDA Sensepoint XCL CO 300ppm 4-20mA Relay for VEA | 1900 | 997.5
388 |  | Aspirating Smoke Detection (VESDA) | VESDA VEA Sensepoint | XCL-VEA-CO-RA-5 | 5 x VESDA Sensepoint XCL CO 300ppm 4-20mA Relay for VEA | 6700 | 3517.5
398 |  | Aspirating Smoke Detection (VESDA) | VESDA VEA Sensepoint | XCL-VEA-CO-RM | VESDA Sensepoint XCL CO 300ppm Modbus Relay for VEA | 2000 | 1050
486 |  | Aspirating Smoke Detection (VESDA) | VESDA VEA Sensepoint | XCL-VEA-H2-RA | VESDA Sensepoint XCL H2 1000ppm 4-20mA Relay for VEA | 3350 | 1758.75
1221 |  | Aspirating Smoke Detection (VESDA) | VESDA VEA Sensepoint | XCL-VEA-H2-RA-5 | 5 x VESDA Sensepoint XCL H2 1000ppm 4-20mA Relay for VEA | 8000 | 4200
758 |  | Aspirating Smoke Detection (VESDA) | VESDA VEA Sensepoint | XCL-VEA-H2-RM | VESDA Sensepoint XCL H2 1000ppm Modbus Relay for VEA | 3550 | 1863.75
417 |  | Aspirating Smoke Detection (VESDA) | VESDA VEA Sensepoint | XCL-VEA-TUB | VESDA Sensepoint XCL Tubing Interface for VEA | 39 | 20.49
89 |  | Aspirating Smoke Detection (VESDA) | VESDA VEA Sensepoint | XCL-XRL-SC-CO | VESDA Sensepoint XCL/XRL Replacement Sensor - CO 300ppm | 230 | 120.75
324 |  | Aspirating Smoke Detection (VESDA) | VESDA VEA Sensepoint | XCL-XRL-SC-H2 | VESDA Sensepoint XCL/XRL Replacement Sensor - H2 1000 ppm | 340 | 178.51
485 |  | Aspirating Smoke Detection (VESDA) | VESDA VEA Sensepoint | XLC-M20-CG | VESDA Sensepoint XCL Cable Glands - Pack of 10. Price shown per pack. | 78 | 40.95
1021 |  | Aspirating Smoke Detection (VESDA) | VESDA VLI | VLI-880 | VESDA VLI WITH RELAYS AND ETHERNET ONLY | 9300 | 4882.51
1546 |  | Aspirating Smoke Detection (VESDA) | VESDA VLI | VLI-885 | VESDA VLI WITH VESDANET | 10200 | 5355.01
1737 |  | Aspirating Smoke Detection (VESDA) | VFT 15-channel microbore detector and accessories | 02-3000-06 | Stainless steel sampling point 6mm | 290 | 152.26
560 |  | Aspirating Smoke Detection (VESDA) | VFT 15-channel microbore detector and accessories | 02-FL53 | Filter Element pack of 10 (Course) 20 ppi black | 130 | 68.26
561 |  | Aspirating Smoke Detection (VESDA) | VFT 15-channel microbore detector and accessories | 02-FL56 | Filter Element Replacement FT Series (Fine) Black | 130 | 68.26
353 |  | Aspirating Smoke Detection (VESDA) | XAS Spot Detection | 06-0000-L8 | Blanking baffle (package of ten 10 baffles) for replacement purposes. XAS-1-US unit is supplied with one blanking baffle in the right side mounting location. | 79 | 41.47
1745 |  | Aspirating Smoke Detection (VESDA) | XAS Spot Detection | 06-HN10 | Baffle for ASD-PL2F pack of 10 | 72 | 35.93
696 |  | Aspirating Smoke Detection (VESDA) | XAS Spot Detection | LF42241 | SINGLE ZONE DUCT SAMPLING KIT - INCLUDES (2) TUBE MOUNTING PLATES, COMPRESSION FITTING, ADAPTORS, ELBOWS, AND REDUCERS FOR USE WITH XAS-1-US INLET AND EXHAUST TUBES AND FLEXIBLE TUBING. | 235 | 123.38
701 |  | Aspirating Smoke Detection (VESDA) | XAS Spot Detection | LF42241 | Single zone duct sampling kit - includes (2) tube mounting plates, compression fittings, adaptors , elbows and reducers for use with XAS-1-US inlet and exhaust tubes and flexible tubing. | 235 | 123.38
1256 |  | Aspirating Smoke Detection (VESDA) | XAS Spot Detection | LF42243 | DUAL ZONE DUCT SAMPLING KIT - INCLUDES (3) TUBE MOUNTING PLATES, COMPRESSION FITTING, ADAPTORS, ELBOWS, AND REDUCERS FOR USE WITH XAS-2-US INLET AND EXHAUST TUBES AND FLEXIBLE TUBING. | 315 | 165.38
1547 |  | Aspirating Smoke Detection (VESDA) | XAS Spot Detection | LF42243 | Dual zone duct sampling kit - includes (3) tube mounting plates, compression fittings, adaptors, elbows and reducers for use with XAS-2-US , inlet & exhaust tubes and flexible tubing. | 315 | 165.38
2626 |  | Aspirating Smoke Detection (VESDA) | XAS Spot Detection | LF42249 | 50' Flexible single core tube - provides one 50 foot long 1/2" I.D. flexible tube for use with XAS units in duct sampling arrangements. | 160 | 83.99
562 |  | Aspirating Smoke Detection (VESDA) | XAS Spot Detection | LF42250 | 25' Flexible single core tube - provides one 25 foot long 1/2" I.D. flexible tube for use with XAS units in duct sampling arrangements. | 270 | 141.75
72 |  | Aspirating Smoke Detection (VESDA) | XAS Spot Detection | LF42282 | SINGLE ZONE WATER TRAP KIT. FOR USE WITH XAS-1-US - INCLUDES 3/4" CPVC PIPE, FITTINGS AND BALL VALVE TO PROVIDE WATER TRAP FUNCTION ON INSTALLATIONS WHICH ARE SUBJECT TO HIGH HUMIDITY AND/OR CONDENSATION. | 185 | 97.13
82 |  | Aspirating Smoke Detection (VESDA) | XAS Spot Detection | LF42282 | Single zone water trap kit. For use with XAS-1-US - includes 3/4" CPVC pipe, fittings and ball valve to provide water trap function on installations which are subject to high humidity and/or condensation. | 185 | 97.13
123 |  | Aspirating Smoke Detection (VESDA) | XAS Spot Detection | LF42283 | DUAL ZONE WATER TRAP KIT. FOR USE WITH XAS-2-US - INCLUDES 3/4" CPVC PIPE, FITTINGS AND BALL VALVE TO PROVIDE WATER TRAP FUNCTION ON INSTALLATIONS WHICH ARE SUBJECT TO HIGH HUMIDITY AND/OR CONDENSATION. | 255 | 133.88
182 |  | Aspirating Smoke Detection (VESDA) | XAS Spot Detection | LF42283 | Dual zone water trap kit. For use with XAS-2-US - includes 3/4" CPVC pipe, fittings and ball valve to provide water trap function on installations which are subject to high humidity and/or condensation. | 255 | 133.88
246 | Discontinued | Aspirating Smoke Detection (VESDA) | XAS Spot Detection | LF42285 | DISCONTINUED | 0 | 0
563 |  | Aspirating Smoke Detection (VESDA) | XAS Spot Detection | LF42286 | 36" Probe Kit (one - 36" sample & one - 8" exhaust) | 53 | 27.83
778 | Discontinued | Aspirating Smoke Detection (VESDA) | XAS Spot Detection | LF42287 | DISCONTINUED | 0 | 0
1026 | Discontinued | Aspirating Smoke Detection (VESDA) | XAS Spot Detection | LF42288 | DISCONTINUED | 0 | 0
1717 | Discontinued | Aspirating Smoke Detection (VESDA) | XAS Spot Detection | LF42289 | DISCONTINUED | 0 | 0
1698 | Discontinued | Aspirating Smoke Detection (VESDA) | XAS Spot Detection | LF42290 | DISCONTINUED | 0 | 0
1699 |  | Aspirating Smoke Detection (VESDA) | XAS Spot Detection | XAS-1-US | Single Zone Air Sampling Unit. UL Listed for use with ASD-PL2F addressable photo detector (ordered seperately) Unit requires use of baffle for detector to be used (ordered separately) and external 24 VDC power. | 1700 | 892.51
568 |  | Aspirating Smoke Detection (VESDA) | XAS Spot Detection | XAS-2-US | Dual Zone Air Sampling Unit. UL Listed for use with ASD-PL2F addressable photo detector (ordered seperately) Unit requires use of baffle for detector to be used (ordered separately) and external 24 VDC power. | 2100 | 1102.51
570 | New | Audible/Visual Notification (System Sensor) | Addressable Fire Alarm Systems | RFP | Red, 7 in × 9.5 in Retrofit Plate | 119 | 58.72
985 | New | Audible/Visual Notification (System Sensor) | Addressable Fire Alarm Systems | RFPW | White, 7 in × 9.5 in Retrofit Plate | 117 | 56.21
224 |  | Audible/Visual Notification (System Sensor) | Horns/Horn-Strobes Outdoor | P4RK-R | REPLACEMENT HORN/STROBE, 12/24 VOLT, RED, MULTI-CANDELA 15,15/75,30,75,110,115 CD, OUTDOOR | 150 | 73.56
462 |  | Audible/Visual Notification (System Sensor) | L-Series 2-Wire Chime, Wall Mount | CHRL | Chime only; 12/24 volt; red | 81 | 40.41
698 |  | Audible/Visual Notification (System Sensor) | L-Series 2-Wire Chime, Wall Mount | CHWL | Chime only; 12/24 volt; white | 81 | 40.41
720 |  | Audible/Visual Notification (System Sensor) | L-Series 2-Wire Chime/Strobe, Ceiling Mount | CHSCRL | Chime/strobe, 12/24 volt, multi-candela 15, 30, 75, 95, 115, 150, 177 cd, red | 169 | 82.22
1028 |  | Audible/Visual Notification (System Sensor) | L-Series 2-Wire Chime/Strobe, Ceiling Mount | CHSCWL | Chime/strobe, 12/24 volt, multi-candela 15, 30, 75, 95, 115, 150, 177 cd, white | 169 | 82.22
1988 |  | Audible/Visual Notification (System Sensor) | L-Series 2-Wire Chime/Strobe, Wall Mount | CHSRL | Chime/strobe, 12/24 volt, multi-candela, 15, 30, 75, 95, 110, 135, 185 cd, red | 166 | 79.47
1846 |  | Audible/Visual Notification (System Sensor) | L-Series 2-Wire Chime/Strobe, Wall Mount | CHSWL | Chime/strobe, 12/24 volt, multi-candela, 15, 30, 75, 95, 110, 135, 185 cd, white | 166 | 79.47
83 |  | Audible/Visual Notification (System Sensor) | L-Series 2-Wire Horn, Wall Mount | HGRL | Compact horn, 12/24 volt, wall mount, red | 45.5 | 22.21
500 |  | Audible/Visual Notification (System Sensor) | L-Series 2-Wire Horn, Wall Mount | HGWL | Compact horn, 12/24 volt, wall mount, white | 45.5 | 22.21
751 |  | Audible/Visual Notification (System Sensor) | L-Series 2-Wire Horn, Wall Mount | HRL | Horn, 12/24 volt, wall mount, white | 47 | 22.32
1319 |  | Audible/Visual Notification (System Sensor) | L-Series 2-Wire Horn, Wall Mount | HWL | Horn, 12/24 volt, wall mount, red | 47 | 22.32
1322 |  | Audible/Visual Notification (System Sensor) | L-Series 2-Wire Horn/Strobes, Ceiling Mount | PC2RL | Horn/strobe, 12/24 volt, multi-candela 15, 30, 75, 95, 115, 150, 177, red | 92 | 47.6
574 |  | Audible/Visual Notification (System Sensor) | L-Series 2-Wire Horn/Strobes, Ceiling Mount | PC2RL-BP10 | Horn/strobe, 12/24 volt, multi-candela 15, 30, 75, 95, 115, 150, 177, red - BULK PACK OF 10 UNITS | 840 | 385.32
581 |  | Audible/Visual Notification (System Sensor) | L-Series 2-Wire Horn/Strobes, Ceiling Mount | PC2WL | Horn/strobe, 12/24 volt, multi-candela 15, 30, 75, 95, 115, 150, 177, white | 92 | 47.6
583 |  | Audible/Visual Notification (System Sensor) | L-Series 2-Wire Horn/Strobes, Ceiling Mount | PC2WL-BP10 | Horn/strobe, 12/24 volt, multi-candela 15, 30, 75, 95, 115, 150, 177, white - BULK PACK OF 10 UNITS | 840 | 385.32
18 |  | Audible/Visual Notification (System Sensor) | L-Series 2-Wire Horn/Strobes, Wall Mount | P2GRL | Compact horn/strobe, 12/24 volt, multi-candela 15, 30, 75, 95, 110, 135, 185, red | 89.5 | 42.75
201 |  | Audible/Visual Notification (System Sensor) | L-Series 2-Wire Horn/Strobes, Wall Mount | P2GWL | Compact horn/strobe, 12/24 volt, multi-candela 15, 30, 75, 95, 110, 135, 185, white | 89.5 | 42.75
249 |  | Audible/Visual Notification (System Sensor) | L-Series 2-Wire Horn/Strobes, Wall Mount | P2RL | Horn/strobe, 12/24 volt, multi-candela 15, 30, 75, 95, 110, 135, 185, red | 90 | 46.74
750 |  | Audible/Visual Notification (System Sensor) | L-Series 2-Wire Horn/Strobes, Wall Mount | P2RL-BP10 | Horn/strobe, 12/24 volt, multi-candela 15, 30, 75, 95, 110, 135, 185, red - BULK PACK OF 10 UNITS | 830 | 381.9
1236 |  | Audible/Visual Notification (System Sensor) | L-Series 2-Wire Horn/Strobes, Wall Mount | P2RL-P | Horn/strobe, 12/24 volt, multi-candela 15, 30, 75, 95, 110, 135, 185, red, plain (no lettering) | 92 | 43.89
1690 |  | Audible/Visual Notification (System Sensor) | L-Series 2-Wire Horn/Strobes, Wall Mount | P2RL-SP | Horn/strobe, 12/24 volt, multi-candela 15, 30, 75, 95, 110, 135, 185, red, FUEGO (Spanish) | 95 | 44.46
1851 |  | Audible/Visual Notification (System Sensor) | L-Series 2-Wire Horn/Strobes, Wall Mount | P2WL | Horn/strobe, 12/24 volt, multi-candela 15, 30, 75, 95, 110, 135, 185, white | 90 | 46.74
573 |  | Audible/Visual Notification (System Sensor) | L-Series 2-Wire Horn/Strobes, Wall Mount | P2WL-BP10 | Horn/strobe, 12/24 volt, multi-candela 15, 30, 75, 95, 110, 135, 185, white - BULK PACK OF 10 UNITS | 830 | 381.9
586 |  | Audible/Visual Notification (System Sensor) | L-Series 2-Wire Horn/Strobes, Wall Mount | P2WL-P | Horn/strobe, 12/24 volt, multi-candela 15, 30, 75, 95, 110, 135, 185, white, plain (no lettering) | 92.5 | 43.89
590 |  | Audible/Visual Notification (System Sensor) | L-Series 2-Wire Horn/Strobes, Wall Mount | P2WL-SP | Horn/strobe, 12/24 volt, multi-candela 15, 30, 75, 95, 110, 135, 185, white, FUEGO (Spanish) | 95 | 44.46
572 |  | Audible/Visual Notification (System Sensor) | L-Series 2-Wire Strobes, Ceiling Mount | SCRL | Strobe, 12/24 volt, multi-candela 15, 30, 75, 95, 115, 150, 177, red | 74.5 | 38.53
576 |  | Audible/Visual Notification (System Sensor) | L-Series 2-Wire Strobes, Ceiling Mount | SCRL-BP10 | Strobe, 12/24 volt, multi-candela 15, 30, 75, 95, 115, 150, 177, red - BULK PACK OF 10 UNITS | 680 | 313.5
685 |  | Audible/Visual Notification (System Sensor) | L-Series 2-Wire Strobes, Ceiling Mount | SCWL | Strobe, 12/24 volt, multi-candela 15, 30, 75, 95, 115, 150, 177, white | 74.5 | 38.53
687 |  | Audible/Visual Notification (System Sensor) | L-Series 2-Wire Strobes, Ceiling Mount | SCWL-BP10 | Strobe, 12/24 volt, multi-candela 15, 30, 75, 95, 115, 150, 177, white - BULK PACK OF 10 UNITS | 680 | 313.5
969 |  | Audible/Visual Notification (System Sensor) | L-Series 2-Wire Strobes, Ceiling Mount | SCWL-CLR-ALERT | Strobe, 12/24 volt, multi-candela 15, 30, 75, 95, 115, 150, 177, white,"ALERT", clear lens | 87 | 42.07
974 |  | Audible/Visual Notification (System Sensor) | L-Series 2-Wire Strobes, Wall Mount | SGRL | Compact strobe, 12/24 volt, multi-candela 15, 30, 75, 95, 110, 135, 185, red | 69 | 34.49
1872 |  | Audible/Visual Notification (System Sensor) | L-Series 2-Wire Strobes, Wall Mount | SGWL | Compact strobe, 12/24 volt, multi-candela 15, 30, 75, 95, 110, 135, 185, white | 69.5 | 34.49
1883 |  | Audible/Visual Notification (System Sensor) | L-Series 2-Wire Strobes, Wall Mount | SRL | Strobe, 12/24 volt, multi-candela 15, 30, 75, 95, 110, 135, 185, red | 70.5 | 36.77
248 |  | Audible/Visual Notification (System Sensor) | L-Series 2-Wire Strobes, Wall Mount | SRL-BP10 | Strobe, 12/24 volt, multi-candela 15, 30, 75, 95, 110, 135, 185, red - BULK PACK OF 10 UNITS | 640 | 328.32
454 |  | Audible/Visual Notification (System Sensor) | L-Series 2-Wire Strobes, Wall Mount | SRL-P | Strobe, 12/24 volt, multi-candela 15, 30, 75, 95, 110, 135, 185, red, plain (no lettering) | 70.5 | 36.48
585 |  | Audible/Visual Notification (System Sensor) | L-Series 2-Wire Strobes, Wall Mount | SRL-SP | Strobe, 12/24 volt, multi-candela 15, 30, 75, 95, 110, 135, 185, red, FUEGO (Spanish) | 73.5 | 35.34
588 |  | Audible/Visual Notification (System Sensor) | L-Series 2-Wire Strobes, Wall Mount | SWL | Strobe, 12/24 volt, multi-candela 15, 30, 75, 95, 110, 135, 185, white | 70.5 | 36.77
909 |  | Audible/Visual Notification (System Sensor) | L-Series 2-Wire Strobes, Wall Mount | SWL-ALERT | Strobe, 12/24 volt, multi-candela 15, 30, 75, 95, 110, 135, 185, white,"ALERT", amber lens | 89.5 | 43.04
1662 |  | Audible/Visual Notification (System Sensor) | L-Series 2-Wire Strobes, Wall Mount | SWL-BP10 | Strobe, 12/24 volt, multi-candela 15, 30, 75, 95, 110, 135, 185, white - BULK PACK OF 10 UNITS | 640 | 328.32
130 |  | Audible/Visual Notification (System Sensor) | L-Series 2-Wire Strobes, Wall Mount | SWL-CLR-ALERT | Strobe,12/24 volt, multi-candela 15, 30, 75, 95, 110, 135, 185, white,"ALERT", clear lens | 83 | 39.62
465 |  | Audible/Visual Notification (System Sensor) | L-Series 2-Wire Strobes, Wall Mount | SWL-P | Strobe, 12/24 volt, multi-candela 15, 30, 75, 95, 110, 135, 185, white, plain (no lettering) | 70.5 | 36.42
1023 |  | Audible/Visual Notification (System Sensor) | L-Series 4-Wire Horn/Strobe, Ceiling Mount | P4RL | Horn/strobe, 4wire wall, 12/24 volt, multi-candela 15, 30, 75, 95, 115, 150, 177, red | 120 | 58.43
202 |  | Audible/Visual Notification (System Sensor) | L-Series 4-Wire Horn/Strobe, Ceiling Mount | P4WL | Horn/strobe, 4wire wall, 12/24 volt, multi-candela 15, 30, 75, 95, 115, 150, 177 white | 120 | 58.43
1219 |  | Audible/Visual Notification (System Sensor) | L-Series 4-Wire Horn/Strobe, Ceiling Mount | PC4RL | Horn/strobe, 4wire ceiling, 12/24 volt, multi-candela 15, 30, 75, 95, 110, 135, 185, red | 122 | 59
1550 |  | Audible/Visual Notification (System Sensor) | L-Series 4-Wire Horn/Strobe, Ceiling Mount | PC4WL | Horn/strobe, 4wire ceiling, 12/24 volt, multi-candela 15, 30, 75, 95, 110, 135, 185, white | 122 | 59
257 |  | Audible/Visual Notification (System Sensor) | L-Series Accessories | MP120KL | 120 VAC Adapter Mounting Plate | 51 | 25.06
587 |  | Audible/Visual Notification (System Sensor) | L-Series Accessories | SBBCR | CEILING MOUNT SURFACE MOUNT BACK BOX, RED | 34.5 | 16.92
591 |  | Audible/Visual Notification (System Sensor) | L-Series Accessories | SBBCRL | Ceiling Surface Mount Back Box, Red | 34 | 16.63
719 |  | Audible/Visual Notification (System Sensor) | L-Series Accessories | SBBCW | CEILING MOUNT SURFACE MOUNT BACK BOX, WHITE | 34.5 | 16.92
721 |  | Audible/Visual Notification (System Sensor) | L-Series Accessories | SBBCWL | Ceiling Surface Mount Back Box, White | 34 | 16.63
723 |  | Audible/Visual Notification (System Sensor) | L-Series Accessories | SBBGRL | Compact Wall Surface Mount Back Box, Red | 25.5 | 12.29
727 |  | Audible/Visual Notification (System Sensor) | L-Series Accessories | SBBGWL | Compact Wall Surface Mount Back Box, White | 25.5 | 12.29
728 |  | Audible/Visual Notification (System Sensor) | L-Series Accessories | SBBR | WALL MOUNT SURFACE MOUNT BACK BOX, RED | 25 | 11.76
875 |  | Audible/Visual Notification (System Sensor) | L-Series Accessories | SBBRL | Wall Surface Mount Back Box, Red | 25.5 | 12.29
|  | Audible/Visual Notification (System Sensor) | L-Series Accessories | SBBSPR | WALL MOUNT SPEAKER SURFACE MOUNT BACK BOX, RED | 32.5 | 15.57
24 |  | Audible/Visual Notification (System Sensor) | L-Series Accessories | SBBSPRL | Wall Speaker Surface Mount Back Box, Red | 32.5 | 15.99
250 |  | Audible/Visual Notification (System Sensor) | L-Series Accessories | SBBSPW | WALL MOUNT SPEAKER SURFACE MOUNT BACK BOX, WHITE | 32.5 | 15.57
724 |  | Audible/Visual Notification (System Sensor) | L-Series Accessories | SBBSPWL | Wall Speaker Surface Mount Back Box, White | 32.5 | 15.99
812 |  | Audible/Visual Notification (System Sensor) | L-Series Accessories | SBBW | WALL MOUNT SURFACE MOUNT BACK BOX, WHITE | 25 | 11.76
1551 |  | Audible/Visual Notification (System Sensor) | L-Series Accessories | SBBWL | Wall Surface Mount Back Box, White | 25.5 | 12.29
1669 | Discontinued | Audible/Visual Notification (System Sensor) | L-Series Accessories | TR | DISCONTINUED - USE TR2 | 0 | 0
895 |  | Audible/Visual Notification (System Sensor) | L-Series Accessories | TR-2 | Universal Wall Trim Ring, Red | 51 | 24.93
910 |  | Audible/Visual Notification (System Sensor) | L-Series Accessories | TR-2W | Universal Wall Trim Ring, White | 51 | 24.93
1014 |  | Audible/Visual Notification (System Sensor) | L-Series Accessories | TRC-2 | Universal Ceiling Trim Ring, Red | 51 | 24.93
1025 |  | Audible/Visual Notification (System Sensor) | L-Series Accessories | TRC-2W | Universal Ceiling Trim Ring, Red | 51 | 24.93
1827 |  | Audible/Visual Notification (System Sensor) | L-Series Accessories | TR-HS | WALL MOUNT HORN STROBE TRIM RING, RED, ALLOWS 4 WIRE H/S TO BE MOUNTED ON A SINGLE GANG BACKBOX. PKG. OF 5 | 36 | 17.16
134 |  | Audible/Visual Notification (System Sensor) | L-Series Bezel Kits, Ceiling Mount (Pack of 5) | BZRC-AG | Horn Strobe Ceiling Red Bezel Kit AGENT | 86.5 | 42.36
381 |  | Audible/Visual Notification (System Sensor) | L-Series Bezel Kits, Ceiling Mount (Pack of 5) | BZRC-AL | Horn Strobe Ceiling Red Bezel Kit ALERT | 86.5 | 42.36
1027 |  | Audible/Visual Notification (System Sensor) | L-Series Bezel Kits, Ceiling Mount (Pack of 5) | BZRC-EV | Horn Strobe Ceiling Red Bezel Kit EVAC | 86.5 | 42.36
1813 |  | Audible/Visual Notification (System Sensor) | L-Series Bezel Kits, Ceiling Mount (Pack of 5) | BZRC-F | Horn Strobe Ceiling Red Bezel Kit FIRE | 86.5 | 42.36
94 |  | Audible/Visual Notification (System Sensor) | L-Series Bezel Kits, Ceiling Mount (Pack of 5) | BZRC-P | Horn Strobe Ceiling Red Bezel Kit PLAIN | 86.5 | 42.36
1013 |  | Audible/Visual Notification (System Sensor) | L-Series Bezel Kits, Ceiling Mount (Pack of 5) | BZRC-PG | Horn Strobe Ceiling Red Bezel Kit FOGO | 86.5 | 42.36
1042 |  | Audible/Visual Notification (System Sensor) | L-Series Bezel Kits, Ceiling Mount (Pack of 5) | BZRC-SP | Horn Strobe Ceiling Red Bezel Kit FUEGO | 86.5 | 42.36
575 |  | Audible/Visual Notification (System Sensor) | L-Series Bezel Kits, Ceiling Mount (Pack of 5) | BZSPRC-AG | Speaker Ceiling Red Bezel Kit AGENT | 86.5 | 42.36
|  | Audible/Visual Notification (System Sensor) | L-Series Bezel Kits, Ceiling Mount (Pack of 5) | BZSPRC-AL | Speaker Ceiling Red Bezel Kit ALERT | 86.5 | 42.36
215 |  | Audible/Visual Notification (System Sensor) | L-Series Bezel Kits, Ceiling Mount (Pack of 5) | BZSPRC-EV | Speaker Ceiling Red Bezel Kit EVAC | 86.5 | 42.36
269 |  | Audible/Visual Notification (System Sensor) | L-Series Bezel Kits, Ceiling Mount (Pack of 5) | BZSPRC-F | Speaker Ceiling Red Bezel Kit FIRE | 76.5 | 37.57
913 |  | Audible/Visual Notification (System Sensor) | L-Series Bezel Kits, Ceiling Mount (Pack of 5) | BZSPRC-P | Speaker Ceiling Red Bezel Kit PLAIN | 86.5 | 42.36
975 |  | Audible/Visual Notification (System Sensor) | L-Series Bezel Kits, Ceiling Mount (Pack of 5) | BZSPRC-PG | Speaker Ceiling Red Bezel Kit FOGO | 76.5 | 37.57
2465 |  | Audible/Visual Notification (System Sensor) | L-Series Bezel Kits, Ceiling Mount (Pack of 5) | BZSPRC-SP | Speaker Ceiling Red Bezel Kit FUEGO | 76.5 | 37.57
458 |  | Audible/Visual Notification (System Sensor) | L-Series Bezel Kits, Ceiling Mount (Pack of 5) | BZSPWC-AG | Speaker Ceiling White Bezel Kit AGENT | 86.5 | 42.36
925 |  | Audible/Visual Notification (System Sensor) | L-Series Bezel Kits, Ceiling Mount (Pack of 5) | BZSPWC-AL | Speaker Ceiling White Bezel Kit ALERT | 86.5 | 42.36
1044 |  | Audible/Visual Notification (System Sensor) | L-Series Bezel Kits, Ceiling Mount (Pack of 5) | BZSPWC-EV | Speaker Ceiling White Bezel Kit EVAC | 86.5 | 42.36
1541 |  | Audible/Visual Notification (System Sensor) | L-Series Bezel Kits, Ceiling Mount (Pack of 5) | BZSPWC-F | Speaker Ceiling White Bezel Kit FIRE | 76.5 | 37.57
2438 |  | Audible/Visual Notification (System Sensor) | L-Series Bezel Kits, Ceiling Mount (Pack of 5) | BZSPWC-P | Speaker Ceiling White Bezel Kit PLAIN | 86.5 | 42.36
1836 |  | Audible/Visual Notification (System Sensor) | L-Series Bezel Kits, Ceiling Mount (Pack of 5) | BZSPWC-PG | Speaker Ceiling White Bezel Kit FOGO | 76.5 | 37.57
322 |  | Audible/Visual Notification (System Sensor) | L-Series Bezel Kits, Ceiling Mount (Pack of 5) | BZSPWC-SP | Speaker Ceiling White Bezel Kit FUEGO | 89.5 | 42.24
390 |  | Audible/Visual Notification (System Sensor) | L-Series Bezel Kits, Ceiling Mount (Pack of 5) | BZWC-AG | Horn Strobe Ceiling White Bezel Kit AGENT | 86.5 | 42.36
1029 |  | Audible/Visual Notification (System Sensor) | L-Series Bezel Kits, Ceiling Mount (Pack of 5) | BZWC-AL | Horn Strobe Ceiling White Bezel Kit ALERT | 86.5 | 42.36
1567 |  | Audible/Visual Notification (System Sensor) | L-Series Bezel Kits, Ceiling Mount (Pack of 5) | BZWC-EV | Horn Strobe Ceiling White Bezel Kit EVAC | 86.5 | 42.36
392 |  | Audible/Visual Notification (System Sensor) | L-Series Bezel Kits, Ceiling Mount (Pack of 5) | BZWC-F | Horn Strobe Ceiling White Bezel Kit FIRE | 86.5 | 42.36
493 |  | Audible/Visual Notification (System Sensor) | L-Series Bezel Kits, Ceiling Mount (Pack of 5) | BZWC-P | Horn Strobe Ceiling White Bezel Kit PLAIN | 86.5 | 42.36
693 |  | Audible/Visual Notification (System Sensor) | L-Series Bezel Kits, Ceiling Mount (Pack of 5) | BZWC-PG | Horn Strobe Ceiling White Bezel Kit FOGO | 86.5 | 42.36
1542 |  | Audible/Visual Notification (System Sensor) | L-Series Bezel Kits, Ceiling Mount (Pack of 5) | BZWC-SP | Horn Strobe Ceiling White Bezel Kit FUEGO | 86.5 | 42.36
1730 |  | Audible/Visual Notification (System Sensor) | L-Series Bezel Kits, Wall Mount (Pack of 5) | BZGR-AG | Compact Wall Red Bezel Kit AGENT | 76.5 | 37.52
258 |  | Audible/Visual Notification (System Sensor) | L-Series Bezel Kits, Wall Mount (Pack of 5) | BZGR-AL | Compact Wall Red Bezel Kit ALERT | 76.5 | 37.52
1493 |  | Audible/Visual Notification (System Sensor) | L-Series Bezel Kits, Wall Mount (Pack of 5) | BZGR-EV | Compact Wall Red Bezel Kit EVAC | 76.5 | 37.52
|  | Audible/Visual Notification (System Sensor) | L-Series Bezel Kits, Wall Mount (Pack of 5) | BZGR-F | Compact Wall Red Bezel Kit FIRE | 76.5 | 37.52
1046 |  | Audible/Visual Notification (System Sensor) | L-Series Bezel Kits, Wall Mount (Pack of 5) | BZGR-P | Compact Wall Red Bezel Kit PLAIN | 76.5 | 37.52
1553 |  | Audible/Visual Notification (System Sensor) | L-Series Bezel Kits, Wall Mount (Pack of 5) | BZGR-PG | Compact Wall Red Bezel Kit FOGO | 76.5 | 37.52
1559 |  | Audible/Visual Notification (System Sensor) | L-Series Bezel Kits, Wall Mount (Pack of 5) | BZGR-SP | Compact Wall Red Bezel Kit FUEGO | 76.5 | 37.52
263 |  | Audible/Visual Notification (System Sensor) | L-Series Bezel Kits, Wall Mount (Pack of 5) | BZGW-AG | Compact Wall White Bezel Kit AGENT | 76.5 | 37.52
266 |  | Audible/Visual Notification (System Sensor) | L-Series Bezel Kits, Wall Mount (Pack of 5) | BZGW-AL | Compact Wall White Bezel Kit ALERT | 76.5 | 37.52
984 |  | Audible/Visual Notification (System Sensor) | L-Series Bezel Kits, Wall Mount (Pack of 5) | BZGW-EV | Compact Wall White Bezel Kit EVAC | 76.5 | 37.52
1030 |  | Audible/Visual Notification (System Sensor) | L-Series Bezel Kits, Wall Mount (Pack of 5) | BZGW-F | Compact Wall White Bezel Kit FIRE | 76.5 | 37.52
1731 |  | Audible/Visual Notification (System Sensor) | L-Series Bezel Kits, Wall Mount (Pack of 5) | BZGW-P | Compact Wall White Bezel Kit PLAIN | 76.5 | 37.52
1557 |  | Audible/Visual Notification (System Sensor) | L-Series Bezel Kits, Wall Mount (Pack of 5) | BZGW-PG | Compact Wall White Bezel Kit FOGO | 76.5 | 37.52
1564 |  | Audible/Visual Notification (System Sensor) | L-Series Bezel Kits, Wall Mount (Pack of 5) | BZGW-SP | Compact Wall White Bezel Kit FUEGO | 76.5 | 37.52
459 |  | Audible/Visual Notification (System Sensor) | L-Series Bezel Kits, Wall Mount (Pack of 5) | BZR-AG | Wall Red Bezel Kit AGENT | 76.5 | 37.52
689 |  | Audible/Visual Notification (System Sensor) | L-Series Bezel Kits, Wall Mount (Pack of 5) | BZR-AL | Wall Red Bezel Kit ALERT | 76.5 | 37.52
692 |  | Audible/Visual Notification (System Sensor) | L-Series Bezel Kits, Wall Mount (Pack of 5) | BZR-EV | Wall Red Bezel Kit EVAC | 76.5 | 37.52
697 |  | Audible/Visual Notification (System Sensor) | L-Series Bezel Kits, Wall Mount (Pack of 5) | BZR-F | Wall Red Bezel Kit FIRE | 76.5 | 37.52
702 |  | Audible/Visual Notification (System Sensor) | L-Series Bezel Kits, Wall Mount (Pack of 5) | BZR-P | Wall Red Bezel Kit PLAIN | 76.5 | 37.52
911 |  | Audible/Visual Notification (System Sensor) | L-Series Bezel Kits, Wall Mount (Pack of 5) | BZR-PG | Wall Red Bezel Kit FOGO | 76.5 | 37.52
923 |  | Audible/Visual Notification (System Sensor) | L-Series Bezel Kits, Wall Mount (Pack of 5) | BZR-SP | Wall Red Bezel Kit FUEGO | 76.5 | 37.52
1525 |  | Audible/Visual Notification (System Sensor) | L-Series Bezel Kits, Wall Mount (Pack of 5) | BZSPR-AG | Speaker Wall Red Bezel Kit AGENT | 76.5 | 37.52
2555 |  | Audible/Visual Notification (System Sensor) | L-Series Bezel Kits, Wall Mount (Pack of 5) | BZSPR-AL | Speaker Wall Red Bezel Kit ALERT | 76.5 | 37.52
308 |  | Audible/Visual Notification (System Sensor) | L-Series Bezel Kits, Wall Mount (Pack of 5) | BZSPR-EV | Speaker Wall Red Bezel Kit EVAC | 76.5 | 37.52
314 |  | Audible/Visual Notification (System Sensor) | L-Series Bezel Kits, Wall Mount (Pack of 5) | BZSPR-F | Speaker Wall Red Bezel Kit FIRE | 76.5 | 37.52
2595 |  | Audible/Visual Notification (System Sensor) | L-Series Bezel Kits, Wall Mount (Pack of 5) | BZSPR-P | Speaker Wall Red Bezel Kit PLAIN | 76.5 | 37.52
2597 |  | Audible/Visual Notification (System Sensor) | L-Series Bezel Kits, Wall Mount (Pack of 5) | BZSPR-PG | Speaker Wall Red Bezel Kit FOGO | 76.5 | 37.52
1604 |  | Audible/Visual Notification (System Sensor) | L-Series Bezel Kits, Wall Mount (Pack of 5) | BZSPR-SP | Speaker Wall Red Bezel Kit FUEGO | 76.5 | 37.52
380 |  | Audible/Visual Notification (System Sensor) | L-Series Bezel Kits, Wall Mount (Pack of 5) | BZSPW-AG | Speaker Wall White Bezel Kit AGENT | 76.5 | 37.52
479 |  | Audible/Visual Notification (System Sensor) | L-Series Bezel Kits, Wall Mount (Pack of 5) | BZSPW-AL | Speaker Wall White Bezel Kit ALERT | 76.5 | 37.52
783 |  | Audible/Visual Notification (System Sensor) | L-Series Bezel Kits, Wall Mount (Pack of 5) | BZSPW-EV | Speaker Wall White Bezel Kit EVAC | 76.5 | 37.52
921 |  | Audible/Visual Notification (System Sensor) | L-Series Bezel Kits, Wall Mount (Pack of 5) | BZSPW-F | Speaker Wall White Bezel Kit FIRE | 76.5 | 37.52
214 |  | Audible/Visual Notification (System Sensor) | L-Series Bezel Kits, Wall Mount (Pack of 5) | BZSPW-P | Speaker Wall White Bezel Kit Plain | 76.5 | 37.52
311 |  | Audible/Visual Notification (System Sensor) | L-Series Bezel Kits, Wall Mount (Pack of 5) | BZSPW-PG | Speaker Wall White Bezel Kit FOGO | 76.5 | 37.52
456 |  | Audible/Visual Notification (System Sensor) | L-Series Bezel Kits, Wall Mount (Pack of 5) | BZSPW-SP | Speaker Wall White Bezel Kit FUEGO | 76.5 | 37.52
1308 |  | Audible/Visual Notification (System Sensor) | L-Series Bezel Kits, Wall Mount (Pack of 5) | BZW-AG | Wall White Bezel Kit AGENT | 76.5 | 37.52
1686 |  | Audible/Visual Notification (System Sensor) | L-Series Bezel Kits, Wall Mount (Pack of 5) | BZW-AL | Wall White Bezel Kit ALERT | 76.5 | 37.52
1789 |  | Audible/Visual Notification (System Sensor) | L-Series Bezel Kits, Wall Mount (Pack of 5) | BZW-EV | Wall White Bezel Kit EVAC | 76.5 | 37.52
546 |  | Audible/Visual Notification (System Sensor) | L-Series Bezel Kits, Wall Mount (Pack of 5) | BZW-F | Wall White Bezel Kit FIRE | 76.5 | 37.52
547 |  | Audible/Visual Notification (System Sensor) | L-Series Bezel Kits, Wall Mount (Pack of 5) | BZW-P | Wall White Bezel Kit PLAIN | 76.5 | 37.52
819 |  | Audible/Visual Notification (System Sensor) | L-Series Bezel Kits, Wall Mount (Pack of 5) | BZW-PG | Wall White Bezel Kit FOGO | 76.5 | 37.52
1048 |  | Audible/Visual Notification (System Sensor) | L-Series Bezel Kits, Wall Mount (Pack of 5) | BZW-SP | Wall White Bezel Kit FUEGO | 76.5 | 37.52
690 |  | Audible/Visual Notification (System Sensor) | L-Series Color Lens Kits | LENS-A2 | Wall Amber Lens (one per box) | 16 | 7.98
691 |  | Audible/Visual Notification (System Sensor) | L-Series Color Lens Kits | LENS-AC2 | Ceiling Amber Lens (one per box) | 16 | 7.98
699 |  | Audible/Visual Notification (System Sensor) | L-Series Color Lens Kits | LENS-B2 | Wall Blue Lens (one per box) | 16 | 7.98
1845 |  | Audible/Visual Notification (System Sensor) | L-Series Color Lens Kits | LENS-BC2 | Ceiling Blue Lens (one per box) | 16 | 7.98
231 |  | Audible/Visual Notification (System Sensor) | L-Series Color Lens Kits | LENS-G2 | Wall Green Lens (one per box) | 16 | 7.98
1538 |  | Audible/Visual Notification (System Sensor) | L-Series Color Lens Kits | LENS-GC2 | Ceiling Green Lens (one per box) | 16 | 7.98
320 |  | Audible/Visual Notification (System Sensor) | L-Series Color Lens Kits | LENS-R2 | Wall Red Lens (one per box) | 16 | 7.98
924 |  | Audible/Visual Notification (System Sensor) | L-Series Color Lens Kits | LENS-RC2 | Ceiling Red Lens (one per box) | 16 | 7.98
207 |  | Audible/Visual Notification (System Sensor) | L-Series Dual Strobe and Dual Strobe with Speaker Expander Plates | SEP-SPSWL | Dual Strobe Expander Plate, Wall Mounting, White, ALERT marking, Amber lens, 15cd to 185cd - Use with SWL, SWL-P, P2WL, SPSWL, SPSWL-P only | 136 | 66.98
455 |  | Audible/Visual Notification (System Sensor) | L-Series Dual Strobe and Dual Strobe with Speaker Expander Plates | SEP-SPSWL-P | Dual Strobe Expander Plate, Wall Mounting, White, No Marking, 15cd to 185cd - Use with SWL, SWL-P, P2WL, SPSWL, SPSWL-P only | 130 | 63.14
474 |  | Audible/Visual Notification (System Sensor) | L-Series Dual Strobe and Dual Strobe with Speaker Expander Plates | SPSEP-BBSWL | Expander Plate, L-Series, Skirt | 46.5 | 25.03
504 | New | Audible/Visual Notification (System Sensor) | L-Series Horns/Horn-Strobes | PC2RL-LF | LF SOUNDER/STROBE, WALL, RED | 166 | 78.85
505 | New | Audible/Visual Notification (System Sensor) | L-Series Horns/Horn-Strobes | PC2WL-LF | LF SOUNDER/STROBE, WALL, WHITE | 166 | 78.85
542 |  | Audible/Visual Notification (System Sensor) | L-Series Low Frequency | HCRL-LF | Low-frequency Compact sounder, 15, 30, 75, 95, 110, 135, 185 cd, ceiling, red | 97 | 48.09
543 |  | Audible/Visual Notification (System Sensor) | L-Series Low Frequency | HCRL-LF-BP10 | Low-frequency Compact sounder, 15, 30, 75, 95, 110, 135, 185 cd, ceiling, red - BULK PACK of 10 UNITS | 875 | 403.55
695 |  | Audible/Visual Notification (System Sensor) | L-Series Low Frequency | HCWL-LF | Low-frequency Compact sounder, 15, 30, 75, 95, 110, 135, 185 cd, ceiling, white | 97 | 48.09
700 |  | Audible/Visual Notification (System Sensor) | L-Series Low Frequency | HCWL-LF-BP10 | Low-frequency Compact sounder, 15, 30, 75, 95, 110, 135, 185 cd, ceiling, white - BULK PACK of 10 UNITS | 875 | 403.55
890 |  | Audible/Visual Notification (System Sensor) | L-Series Low Frequency | HGRL-LF | Low-frequency Compact sounder, 15, 30, 75, 95, 110, 135, 185 cd, wall, red | 94.5 | 48.74
912 |  | Audible/Visual Notification (System Sensor) | L-Series Low Frequency | HGRL-LF-BP10 | Low-frequency Compact sounder, 15, 30, 75, 95, 110, 135, 185 cd, wall, red - BULK PACK of 10 UNITS | 865 | 398.48
1548 |  | Audible/Visual Notification (System Sensor) | L-Series Low Frequency | HGWL-LF | Low-frequency Compact sounder, 15, 30, 75, 95, 110, 135, 185 cd, wall, white | 94.5 | 48.74
227 |  | Audible/Visual Notification (System Sensor) | L-Series Low Frequency | HGWL-LF-BP10 | Low-frequency Compact sounder, 15, 30, 75, 95, 110, 135, 185 cd, wall, white - BULK PACK of 10 UNITS | 865 | 398.48
444 |  | Audible/Visual Notification (System Sensor) | L-Series Low Frequency | HRL-LF | Low-frequency sounder, 15, 30, 75, 95, 110, 135, 185 cd, wall, red | 94.5 | 48.74
445 |  | Audible/Visual Notification (System Sensor) | L-Series Low Frequency | HRL-LF-BP10 | Low-frequency sounder, 15, 30, 75, 95, 110, 135, 185 cd, wall, red - BULK PACK of 10 UNITS | 865 | 398.48
703 |  | Audible/Visual Notification (System Sensor) | L-Series Low Frequency | HWL-LF | Low-frequency sounder, 15, 30, 75, 95, 110, 135, 185 cd, wall, white | 94.5 | 48.74
704 |  | Audible/Visual Notification (System Sensor) | L-Series Low Frequency | HWL-LF-BP10 | Low-frequency sounder, 15, 30, 75, 95, 110, 135, 185 cd, wall, white - BULK PACK of 10 UNIT | 865 | 411.96
881 |  | Audible/Visual Notification (System Sensor) | L-Series Low Frequency | P2RL-LF | Low-frequency sounder/strobe, 15, 30, 75, 95, 110, 135, 185 cd, wall, red | 161 | 83.24
1651 |  | Audible/Visual Notification (System Sensor) | L-Series Low Frequency | P2WL-LF | Low-frequency sounder/strobe, 15, 30, 75, 95, 110, 135, 185 cd, wall, white | 161 | 83.24
1965 |  | Audible/Visual Notification (System Sensor) | L-Series Speakers & Speaker Strobes, Ceiling Mount | SB-SPC8 | 8 inch Speaker, Tile Bridge Support Bracket, 4 Per | 155 | 72.85
544 |  | Audible/Visual Notification (System Sensor) | L-Series Speakers & Speaker Strobes, Ceiling Mount | SPCRL | Speaker only, ceiling, 1/4W - 2W, red | 52.5 | 27.33
545 |  | Audible/Visual Notification (System Sensor) | L-Series Speakers & Speaker Strobes, Ceiling Mount | SPCRL-BP10 | Speaker only, ceiling, 1/4W - 2W, red - BULK PACK OF 10 UNITS | 468 | 238.41
976 |  | Audible/Visual Notification (System Sensor) | L-Series Speakers & Speaker Strobes, Ceiling Mount | SPCW8 | 8 inch 8 Watt Speaker dual voltage 25/70.7V | 133 | 63.21
977 |  | Audible/Visual Notification (System Sensor) | L-Series Speakers & Speaker Strobes, Ceiling Mount | SPCWL | Speaker only, ceiling, 1/4W - 2W, white | 52.5 | 27.33
961 |  | Audible/Visual Notification (System Sensor) | L-Series Speakers & Speaker Strobes, Ceiling Mount | SPCWL-BP10 | Speaker only, ceiling, 1/4W - 2W, white - BULK PACK OF 10 UNITS | 468 | 238.41
232 |  | Audible/Visual Notification (System Sensor) | L-Series Speakers & Speaker Strobes, Ceiling Mount | SPSCRL | Speaker/strobe, ceiling, multi-candela 15, 30, 75, 95, 115, 150, 177 cd, red | 127 | 66.86
316 |  | Audible/Visual Notification (System Sensor) | L-Series Speakers & Speaker Strobes, Ceiling Mount | SPSCRL-BP10 | Speaker/strobe, ceiling, multi-candela 15, 30, 75, 95, 115, 150, 177 cd, red - BULK PACK OF 10 UNITS | 1140 | 582.86
1002 |  | Audible/Visual Notification (System Sensor) | L-Series Speakers & Speaker Strobes, Ceiling Mount | SPSCWL | Speaker/strobe, ceiling, multi-candela 15, 30, 75, 95, 115, 150, 177 cd, white | 127 | 66.86
197 |  | Audible/Visual Notification (System Sensor) | L-Series Speakers & Speaker Strobes, Ceiling Mount | SPSCWL-BP10 | Speaker/strobe, ceiling, multi-candela 15, 30, 75, 95, 115, 150, 177 cd, white - BULK PACK OF 10 UNITS | 1140 | 582.86
822 |  | Audible/Visual Notification (System Sensor) | L-Series Speakers & Speaker Strobes, Ceiling Mount | SPSCWL-CLR-ALERT | Ceiling speaker strobe, multi-candela 15, 30, 75, 95, 115, 150, 177 cd, white, "ALERT", clear lens | 136 | 65.97
1032 |  | Audible/Visual Notification (System Sensor) | L-Series Speakers & Speaker Strobes, Ceiling Mount | SPSCWL-P | Speaker/strobe, ceiling, multi-candela 15, 30, 75, 95, 115, 150, 177 cd, white, plain (no lettering) | 133 | 64.52
|  | Audible/Visual Notification (System Sensor) | L-Series Speakers & Speaker Strobes, Ceiling Mount | SPSCWL-SP | Speaker/strobe, ceiling, multi-candela 15, 30, 75, 95, 115, 150, 177 cd, white, FUEGO (Spanish) | 130 | 64.67
| New | Audible/Visual Notification (System Sensor) | L-Series Speakers & Speaker Strobes, Ceiling Tile | DECAL-TILE-ALERT | Labeling Kit, Ceiling Tile, ALERT (pack of 10) | 40 | 19.27
| New | Audible/Visual Notification (System Sensor) | L-Series Speakers & Speaker Strobes, Ceiling Tile | DECAL-TILE-E | Labeling Kit, Ceiling Tile, FIRE (pack of 10) | 40 | 19.27
| New | Audible/Visual Notification (System Sensor) | L-Series Speakers & Speaker Strobes, Ceiling Tile | DECAL-TILE-FR | Labeling Kit, Ceiling Tile, FIRE/FEU (pack of 10) | 40 | 19.27
| New | Audible/Visual Notification (System Sensor) | L-Series Speakers & Speaker Strobes, Ceiling Tile | DECAL-TILE-SPF | Labeling Kit, Ceiling Tile, FUEGO (pack of 10) | 40 | 19.27
| New | Audible/Visual Notification (System Sensor) | L-Series Speakers & Speaker Strobes, Ceiling Tile | SCWL-TILE | DROP-IN CEILING TILE STROBE ONLY, WHITE, UL LISTED | 210 | 99.86
| New | Audible/Visual Notification (System Sensor) | L-Series Speakers & Speaker Strobes, Ceiling Tile | SPCWL-TILE | DROP-IN CEILING TILE SPEAKER ONLY, WHITE, UL LISTED | 174 | 82.54
99 | New | Audible/Visual Notification (System Sensor) | L-Series Speakers & Speaker Strobes, Ceiling Tile | SPSCWL-TILE | DROP-IN CEILING TILE SPEAKER STROBE, WHITE, UL LISTED | 250 | 121.07
908 |  | Audible/Visual Notification (System Sensor) | L-Series Speakers & Speaker Strobes, Wall Mount | SPRL | Speaker only, wall, 1/4W - 2W, red | 51.5 | 27.06
920 |  | Audible/Visual Notification (System Sensor) | L-Series Speakers & Speaker Strobes, Wall Mount | SPRL-BP10 | Speaker only, wall, 1/4W - 2W, red - BULK PACK OF 10 UNITS | 453 | 231.91
200 |  | Audible/Visual Notification (System Sensor) | L-Series Speakers & Speaker Strobes, Wall Mount | SPSRL | Speaker/strobe, wall, multi-candela 15, 30, 75, 95, 110, 135, 185 cd, red | 124 | 66.88
228 |  | Audible/Visual Notification (System Sensor) | L-Series Speakers & Speaker Strobes, Wall Mount | SPSRL-BP10 | Speaker/strobe, wall, multi-candela 15, 30, 75, 95, 110, 135, 185 cd, red- BULK PACK OF 10 UNITS | 1110 | 575.72
1050 |  | Audible/Visual Notification (System Sensor) | L-Series Speakers & Speaker Strobes, Wall Mount | SPSRL-P | Speaker/strobe, wall, multi-candela 15, 30, 75, 95, 110, 135, 185 cd, red, plain (no lettering) | 132 | 63.71
1802 |  | Audible/Visual Notification (System Sensor) | L-Series Speakers & Speaker Strobes, Wall Mount | SPSRL-SP | Speaker/strobe, wall, multi-candela 15, 30, 75, 95, 110, 135, 185 cd, red, FUEGO (Spanish) | 127 | 66.09
51 |  | Audible/Visual Notification (System Sensor) | L-Series Speakers & Speaker Strobes, Wall Mount | SPSWL | Speaker/strobe, wall, multi-candela 15, 30, 75, 95, 110, 135, 185 cd, white | 124 | 66.88
849 |  | Audible/Visual Notification (System Sensor) | L-Series Speakers & Speaker Strobes, Wall Mount | SPSWL-ALERT | Speaker/strobe, wall, multi-candela 15, 30, 75, 95, 110, 135, 185 cd, white, "ALERT", amber lens | 144 | 68.59
850 |  | Audible/Visual Notification (System Sensor) | L-Series Speakers & Speaker Strobes, Wall Mount | SPSWL-BP10 | Speaker/strobe, wall, multi-candela 15, 30, 75, 95, 110, 135, 185 cd, white- BULK PACK OF 10 UNITS | 1110 | 575.72
1063 |  | Audible/Visual Notification (System Sensor) | L-Series Speakers & Speaker Strobes, Wall Mount | SPSWL-CLR-ALERT | Speaker/strobe, wall, multi-candela 15, 30, 75, 95, 110, 135, 185 cd, white, "ALERT", clear lens | 132 | 63.79
2439 |  | Audible/Visual Notification (System Sensor) | L-Series Speakers & Speaker Strobes, Wall Mount | SPSWL-P | Speaker/strobe, wall, multi-candela 15, 30, 75, 95, 110, 135, 185 cd, white, plain (no lettering) | 130 | 64.38
2657 |  | Audible/Visual Notification (System Sensor) | L-Series Speakers & Speaker Strobes, Wall Mount | SPWL | Speaker only, wall, 1/4W - 2W, white | 47.5 | 25.08
1790 |  | Audible/Visual Notification (System Sensor) | L-Series Speakers & Speaker Strobes, Wall Mount | SPWL-BP10 | Speaker only, wall, 1/4W - 2W, white- BULK PACK OF 10 UNITS | 453 | 231.91
735 |  | Audible/Visual Notification (System Sensor) | SpectrAlert Advance Accessories | DECAL-R | RED DECALS FOR SPECTRALERT ADVANCE WALL PRODUCTS, 5 SETS OF 2 (10 TOTAL) | 87.5 | 41.7
25 |  | Audible/Visual Notification (System Sensor) | SpectrAlert Advance Accessories | DECAL-RC | RED DECALS FOR SPECTRALERT ADVANCE CEILING PRODUCTS, 5 SETS OF 3 (15 TOTAL) | 132 | 64.6
694 |  | Audible/Visual Notification (System Sensor) | SpectrAlert Advance Accessories | DECAL-W | WHITE DECALS FOR SPECTRALERT ADVANCE WALL PRODUCTS, 5 SETS OF 2 (10 TOTAL) | 87.5 | 41.7
848 |  | Audible/Visual Notification (System Sensor) | SpectrAlert Advance Accessories | DECAL-WC | WHITE DECALS FOR SPECTRALERT ADVANCE WALL PRODUCTS, 5 SETS OF 3 (15 TOTAL) | 132 | 64.6
275 |  | Audible/Visual Notification (System Sensor) | SpectrAlert® Advance 2-Wire Horn/Strobes, Ceiling Mount | PC2RHK | Horn/strobe; 12/24 volt, high-candela 135, 150, 177, 185, red outdoor, includes backbox | 162 | 80.19
|  | Audible/Visual Notification (System Sensor) | SpectrAlert® Advance 2-Wire Horn/Strobes, Ceiling Mount | PC2RK | Horn/strobe, 12/24 volt, multi-candela 15, 15/75, 30, 75, 110, 115, red outdoor, includes backbox | 154 | 75.05
26 |  | Audible/Visual Notification (System Sensor) | SpectrAlert® Advance 2-Wire Horn/Strobes, Ceiling Mount | PC2WHK | Horn/strobe, 12/24 volt, high-candela 135, 150, 177, 185, white, outdoor, includes backbox | 162 | 78.63
310 |  | Audible/Visual Notification (System Sensor) | SpectrAlert® Advance 2-Wire Horn/Strobes, Ceiling Mount | PC2WK | Horn/strobe, 12/24 volt, multi-candela 15, 15/75, 30, 75, 110, 115, white, outdoor, includes backbox | 154 | 75.05
1606 |  | Audible/Visual Notification (System Sensor) | SpectrAlert® Advance 2-Wire Horn/Strobes, Wall Mount | P2RHK | Horn/strobe, 12/24 volt, high-candela 135, 150, 177, 185, red outdoor, includes backbox | 150 | 74.43
1616 |  | Audible/Visual Notification (System Sensor) | SpectrAlert® Advance 2-Wire Horn/Strobes, Wall Mount | P2RHK-120 | Horn/strobe, 120 volt, high-candela 135, 150, 177, 185, red outdoor, includes backbox | 182 | 88.25
33 |  | Audible/Visual Notification (System Sensor) | SpectrAlert® Advance 2-Wire Horn/Strobes, Wall Mount | P2RHK-P | Horn/strobe, 12/24 volt, high-candela 135, 150, 177, 185, red, outdoor, includes backbox, plain (no lettering) | 166 | 81.78
1242 |  | Audible/Visual Notification (System Sensor) | SpectrAlert® Advance 2-Wire Horn/Strobes, Wall Mount | P2RK | Horn/strobe, 12/24 volt, multi-candela 15, 15/75, 30, 75, 110, 115, red, outdoor, includes backbox | 121 | 62.72
1501 |  | Audible/Visual Notification (System Sensor) | SpectrAlert® Advance 2-Wire Horn/Strobes, Wall Mount | P2RK-P | Horn/strobe, 12/24 volt, multi-candela 15, 15/75, 30, 75, 110, 115, red, outdoor, plain(no lettering), includes backbox | 154 | 75.84
|  | Audible/Visual Notification (System Sensor) | SpectrAlert® Advance 2-Wire Horn/Strobes, Wall Mount | P2RK-R | Replacement horn/strobe, 12/24 volt, multi-candela 15, 15/75, 30, 75, 110, 115, red, outdoor | 125 | 56.59
|  | Audible/Visual Notification (System Sensor) | SpectrAlert® Advance 2-Wire Horn/Strobes, Wall Mount | P2WHK | Horn/strobe, 12/24 volt, high-candela 135, 150, 177, 185, white, outdoor, includes backbox | 162 | 80.2
962 |  | Audible/Visual Notification (System Sensor) | SpectrAlert® Advance 2-Wire Horn/Strobes, Wall Mount | P2WHK-P | Horn/strobe, 12/24 volt, high-candela 135, 150, 177, 185, white, outdoor, includes backbox, plain (no lettering) | 166 | 81.43
118 |  | Audible/Visual Notification (System Sensor) | SpectrAlert® Advance 2-Wire Horn/Strobes, Wall Mount | P2WK | Horn/strobe, 12/24 volt, multi-candela 15, 15/75, 30, 75, 110, 115, white, outdoor, includes backbox | 121 | 62.72
119 |  | Audible/Visual Notification (System Sensor) | SpectrAlert® Advance 2-Wire Horn/Strobes, Wall Mount | P2WK-P | Horn/strobe, 12/24 volt, multi-candela 15, 15/75, 30, 75, 110, 115, white, outdoor, includes backbox, plain (no lettering) | 154 | 76.22
422 |  | Audible/Visual Notification (System Sensor) | SpectrAlert® Advance 4-Wire Horn/Strobes, Wall Mount | P4RK | Horn/strobe, 12/24 volt, multi-candela 15, 15/75, 30, 75, 110, 115, red, outdoor, includes backbox | 167 | 82.42
896 |  | Audible/Visual Notification (System Sensor) | SpectrAlert® Advance 4-Wire Horn/Strobes, Wall Mount | P4WK | Horn/strobe, 12/24 volt, multi-candela 15, 15/75, 30, 75, 110, 115, white, outdoor, includes backbox | 167 | 82.42
899 |  | Audible/Visual Notification (System Sensor) | SpectrAlert® Advance Accessories | SA-WBB | Backbox, weatherproof - wall mount, red | 40.5 | 22.26
418 |  | Audible/Visual Notification (System Sensor) | SpectrAlert® Advance Accessories | SA-WBBC | Backbox, weatherproof - ceiling mount, red | 58 | 27.62
820 |  | Audible/Visual Notification (System Sensor) | SpectrAlert® Advance Accessories | SA-WBBCW | Weatherproof back box - ceiling mount, white | 48.5 | 20.09
894 |  | Audible/Visual Notification (System Sensor) | SpectrAlert® Advance Accessories | SA-WBBW | Weatherproof back box - wall mount, white | 42 | 21.25
901 |  | Audible/Visual Notification (System Sensor) | SpectrAlert® Advance Ceiling Speakers & Speaker Strobes | SPCWK | Speaker only, ceiling, white, outdoor, includes backbox | 112 | 57.44
2007 |  | Audible/Visual Notification (System Sensor) | SpectrAlert® Advance Ceiling Speakers & Speaker Strobes | SPSCWHK | Speaker/strobe, ceiling, high-candela 135, 150, 177, 185, white, outdoor, includes backbox | 205 | 104.01
1867 | Discontinued | Audible/Visual Notification (System Sensor) | SpectrAlert® Advance Ceiling Speakers & Speaker Strobes | SPSCWHK-PG | Speaker/strobe, ceiling, high-candela 135, 150, 177, 185, white, outdoor, includes backbox, Portuguese | 0 | 0
241 |  | Audible/Visual Notification (System Sensor) | SpectrAlert® Advance Ceiling Speakers & Speaker Strobes | SPSCWK | Speaker/strobe, ceiling, multi-candela 15, 15/75, 30, 75, 110, 115, white, outdoor, includes backbox | 197 | 100.96
902 | Discontinued | Audible/Visual Notification (System Sensor) | SpectrAlert® Advance Ceiling Speakers & Speaker Strobes | SPSCWK-SP | Speaker/strobe, ceiling, multi-candela 15, 15/75, 30, 75, 110, 115, white, outdoor, includes backbox, Spanish | 0 | 0
193 |  | Audible/Visual Notification (System Sensor) | SpectrAlert® Advance Horns | HRK | Horn only, 12/24 volt, wall mount, red, outdoor, includes backbox | 67.5 | 35.4
874 |  | Audible/Visual Notification (System Sensor) | SpectrAlert® Advance Horns | HRK-R | Replacement horn, red, wall mount, outdoor | 53.5 | 26.25
95 |  | Audible/Visual Notification (System Sensor) | SpectrAlert® Advance Speaker Accessories | MWBB | Wall, metal weatherproof back box, red | 64 | 31.69
712 |  | Audible/Visual Notification (System Sensor) | SpectrAlert® Advance Speaker Accessories | MWBBCW | Ceiling, metal weatherproof back box, white | 74.5 | 36.69
732 |  | Audible/Visual Notification (System Sensor) | SpectrAlert® Advance Speaker Accessories | MWBBW | Wall, metal weatherproof back box, white | 64 | 31.69
736 |  | Audible/Visual Notification (System Sensor) | SpectrAlert® Advance Strobes, Ceiling Mount | SCRHK | Strobe, 12/24 volt, high-candela 135, 150, 177, 185, red, outdoor, includes backbox | 136 | 67.21
1062 |  | Audible/Visual Notification (System Sensor) | SpectrAlert® Advance Strobes, Ceiling Mount | SCRK | Strobe, 12/24 volt, multi-candela 15, 15/75, 30, 75, 110, 115, red, outdoor, includes backbox | 125 | 59.4
1235 |  | Audible/Visual Notification (System Sensor) | SpectrAlert® Advance Strobes, Ceiling Mount | SCWHK | Strobe, 12/24 volt, high-candela 135, 150, 177, 185, white, outdoor, includes backbox | 136 | 67.21
1901 |  | Audible/Visual Notification (System Sensor) | SpectrAlert® Advance Strobes, Ceiling Mount | SCWK | Strobe, 12/24 volt, multi-candela 15, 15/75, 30, 75, 110, 115, outdoor, includes backbox | 104 | 52.49
52 |  | Audible/Visual Notification (System Sensor) | SpectrAlert® Advance Strobes, Wall Mount | SRHK | Strobe, 12/24 volt, high-candela 135, 150, 177, 185, red, outdoor, includes backbox | 136 | 67.21
307 |  | Audible/Visual Notification (System Sensor) | SpectrAlert® Advance Strobes, Wall Mount | SRHK-P | Strobe, 12/24 volt, high-candela 135, 150, 177, 185, red, outdoor, includes backbox, plain (no lettering) | 138 | 68.32
427 |  | Audible/Visual Notification (System Sensor) | SpectrAlert® Advance Strobes, Wall Mount | SRK | Strobe, 12/24 volt, multi-candela 15, 15/75, 30, 75, 110, 115, red, outdoor, includes backbox | 103 | 52.59
775 |  | Audible/Visual Notification (System Sensor) | SpectrAlert® Advance Strobes, Wall Mount | SRK-R | Replacement strobe, 12/24 volt, multi-candela 15, 15/75, 30, 75, 110, 115, red, outdoor | 95.5 | 44.41
1034 |  | Audible/Visual Notification (System Sensor) | SpectrAlert® Advance Strobes, Wall Mount | SWHK | Strobe, 12/24 volt, high-candela 135, 150, 177, 185, white, outdoor, includes backbox | 136 | 67.21
2547 |  | Audible/Visual Notification (System Sensor) | SpectrAlert® Advance Strobes, Wall Mount | SWHK-P | Strobe, 12/24 volt, high-candela 135, 150, 177, 185, white, outdoor, includes backbox, plain (no lettering) | 137 | 67.7
1820 |  | Audible/Visual Notification (System Sensor) | SpectrAlert® Advance Strobes, Wall Mount | SWK | Strobe, 12/24 volt, multi-candela 15, 15/75, 30, 75, 110, 115, white, outdoor, includes backbox | 104 | 52.49
27 |  | Audible/Visual Notification (System Sensor) | SpectrAlert® Advance Wall Speakers & Speaker Strobes | MP120K | ADAPTER PLATE, 120 VAC, FOR USE WITH SPECTRALERT ADVANCE DEVICES | 56.5 | 26.68
234 |  | Audible/Visual Notification (System Sensor) | SpectrAlert® Advance Wall Speakers & Speaker Strobes | SPRK | Speaker only, wall, red, outdoor, includes backbox | 112 | 58.06
433 |  | Audible/Visual Notification (System Sensor) | SpectrAlert® Advance Wall Speakers & Speaker Strobes | SPRK-R | Replacement speaker, wall, red, outdoor | 84 | 42.51
922 |  | Audible/Visual Notification (System Sensor) | SpectrAlert® Advance Wall Speakers & Speaker Strobes | SPSCWHK-P | Ceiling speaker strobe, high cd, white, outdoor, clear lens | 234 | 115.38
1043 |  | Audible/Visual Notification (System Sensor) | SpectrAlert® Advance Wall Speakers & Speaker Strobes | SPSCWK-CLR-ALERT | Ceiling speaker strobe, standard cd, white, outdoor, clear lens | 234 | 115.76
1747 |  | Audible/Visual Notification (System Sensor) | SpectrAlert® Advance Wall Speakers & Speaker Strobes | SPSRHK | Speaker/strobe, wall, high-candela 135, 150, 177, 185 red, outdoor, includes backbox | 222 | 109.9
1759 |  | Audible/Visual Notification (System Sensor) | SpectrAlert® Advance Wall Speakers & Speaker Strobes | SPSRK | Speaker/strobe, wall, multi-candela 15, 15/75, 30, 75, 110, 115, red, outdoor, includes backbox | 197 | 100.96
916 |  | Audible/Visual Notification (System Sensor) | SpectrAlert® Advance Wall Speakers & Speaker Strobes | SPSRK-P | Speaker/strobe, wall, multi-candela 15, 15/75, 30, 75, 110, 115, red, outdoor, includes backbox, plain (no lettering) | 228 | 112.84
1031 |  | Audible/Visual Notification (System Sensor) | SpectrAlert® Advance Wall Speakers & Speaker Strobes | SPSRK-R | Replacement speaker/strobe, wall, multi-candela 15, 15/75, 30, 75, 110, 115, red, outdoor | 181 | 89.21
1045 |  | Audible/Visual Notification (System Sensor) | SpectrAlert® Advance Wall Speakers & Speaker Strobes | SPSWK | Speaker/strobe, wall, multi-candela 15, 15/75, 30, 75, 110, 115, white, outdoor, includes backbox | 197 | 100.96
117 |  | Audible/Visual Notification (System Sensor) | SpectrAlert® Advance Wall Speakers & Speaker Strobes | SPSWK-CLR-ALERT | Wall speaker strobe, standard cd, white, outdoor, clear lens | 218 | 107.83
442 |  | Audible/Visual Notification (System Sensor) | SpectrAlert® Advance Wall Speakers & Speaker Strobes | SPSWK-P | Speaker/strobe, wall, multi-candela 15, 15/75, 30, 75, 110, 115, white, outdoor, includes backbox, plain (no lettering) | 228 | 112.84
19 |  | Audible/Visual Notification (System Sensor) | SpectrAlert® Advance Wall Speakers & Speaker Strobes | SPWK | Speaker only, wall, white, outdoor, includes backbox | 112 | 55.14
97 |  | Audible/Visual Notification (System Sensor) | SpectrAlert® Sync-Circuit Module | MDL3R | Sync™ circuit module, 12/24 volt, red | 129 | 59.15
710 |  | Audible/Visual Notification (System Sensor) | SpectrAlert® Sync-Circuit Module | MDL3W | Sync™ circuit module, 12/24 volt, white | 126 | 62.14
1230 |  | Audible/Visual Notification (System Sensor) | Strobes | SRK-P | RED OUTDOOR STROBE, PLAIN | 126 | 62.14
309 |  | Audible/Visual Notification (System Sensor) | Strobes | SWK-P | WHITE OUTDOOR STROBE, PLAIN | 104 | 52.49
869 |  | Audible/Visual Notification (System Sensor) | System Sensor Accessories | BB-STD | Standard 4 square box | 10.5 | 5.35
404 |  | Audible/Visual Notification (System Sensor) | System Sensor Accessories | WBB | Backbox, weatherproof, red | 46.5 | 22.9
1718 |  | Audible/Visual Notification (System Sensor) | System Sensor Accessories | WTP | Weatherproof plate, for use with horns, strobes, and horn strobes, red | 47 | 23.19
2632 |  | Audible/Visual Notification (System Sensor) | System Sensor Accessories | WTP-SP | Weatherproof plate, for use with speakers and speaker strobes, red | 52 | 25.72
|  | Audible/Visual Notification (System Sensor) | System Sensor Accessories | WTP-SPW | Weatherproof plate, for use with speakers and speaker strobes, white | 52 | 25.72
|  | Audible/Visual Notification (System Sensor) | System Sensor Accessories | WTPW | Weatherproof plate, for use with horns, strobes, and horn strobes, white | 48.5 | 23.97
1865 |  | Audible/Visual Notification (System Sensor) | System Sensor Electric Alarm Bells | SSM24-10 | 24 volt, 10” bell | 118 | 52.8
1 |  | Audible/Visual Notification (System Sensor) | System Sensor Electric Alarm Bells | SSM24-6 | 24 volt, 6” bell | 85 | 37.68
2 |  | Audible/Visual Notification (System Sensor) | System Sensor Electric Alarm Bells | SSM24-8 | 24 volt, 8” bell | 100 | 44.33
876 |  | Audible/Visual Notification (System Sensor) | System Sensor Sounders | MHR | Mini piezo horn, 12/24 volt, red | 26 | 13.26
877 |  | Audible/Visual Notification (System Sensor) | System Sensor Sounders | MHW | Mini piezo horn, 12/24 volt, white | 26 | 13.26
2539 |  | Audible/Visual Notification (System Sensor) | System Sensor Strobe Accessories | LENS-A | Wall strobe lens attachment, amber | 16 | 7.92
823 |  | Audible/Visual Notification (System Sensor) | System Sensor Strobe Accessories | LENS-AC | Ceiling strobe lens attachment, amber | 16 | 7.92
2635 |  | Audible/Visual Notification (System Sensor) | System Sensor Strobe Accessories | LENS-B | Wall strobe lens attachment, blue | 16 | 7.92
1733 |  | Audible/Visual Notification (System Sensor) | System Sensor Strobe Accessories | LENS-BC | Ceiling strobe lens attachment, blue | 16 | 7.92
|  | Audible/Visual Notification (System Sensor) | System Sensor Strobe Accessories | LENS-G | Wall strobe lens attachment, green | 16 | 7.92
160 |  | Audible/Visual Notification (System Sensor) | System Sensor Strobe Accessories | LENS-GC | Ceiling strobe lens attachment, green | 16 | 7.92
968 |  | Audible/Visual Notification (System Sensor) | System Sensor Strobe Accessories | LENS-R | Wall strobe lens attachment, red | 16 | 7.92
973 |  | Audible/Visual Notification (System Sensor) | System Sensor Strobe Accessories | LENS-RC | Ceiling strobe lens attachment, red | 16 | 7.92
741 | Discontinued | Audible/Visual Notification (Wheelock) | Cooper Wheelock: Chimes & Chime Strobes | CH90-24-W | CHIME,RND,24 VDC,WHT | 0 | 0
1052 | Discontinued | Audible/Visual Notification (Wheelock) | Cooper Wheelock: Bells | MB-G10-12-R | DISCONTINUED | 0 | 0
147 | Discontinued | Audible/Visual Notification (Wheelock) | Cooper Wheelock: Bells | MB-G10-24-R | DISCONTINUED | 0 | 0
352 | Discontinued | Audible/Visual Notification (Wheelock) | Cooper Wheelock: Bells | MB-G6-12-R | DISCONTINUED | 0 | 0
203 | Discontinued | Audible/Visual Notification (Wheelock) | Cooper Wheelock: Bells | MB-G6-24-R | DISCONTINUED | 0 | 0
270 | New | Audible/Visual Notification (Wheelock) | Cooper Wheelock: Explosion-Proof Strobes, Horns & Push Station | CSX10-115-R | 10” EXPLOSION PROOF BELL, SINGLE STROKE, 115VAC, RED | 2570 | 1152.71
271 | Discontinued | Audible/Visual Notification (Wheelock) | Cooper Wheelock: Explosion-Proof Strobes, Horns & Push Station | CSX10-24-R | DISCONTINUED | 0 | 0
897 | New | Audible/Visual Notification (Wheelock) | Cooper Wheelock: Explosion-Proof Strobes, Horns & Push Station | CSXG10-24-R | EXPL. PROOF,SINGLE STROKE BELL,OUTDOOR,24 VDC,RD | 4200 | 1975.72
900 | New | Audible/Visual Notification (Wheelock) | Cooper Wheelock: Explosion-Proof Strobes, Horns & Push Station | CVXG10-115-R | 10” EXPLOSION PROOF BELL, VIBRATING, 115VAC, RED, OUTDOOR | 4310 | 2026.35
| Discontinued | Audible/Visual Notification (Wheelock) | Cooper Wheelock: Mounting Accessories | AP-S | DISCONTINUED | 0 | 0
120 | New | Audible/Visual Notification (Wheelock) | Cooper Wheelock: Mounting Accessories | WBB-R | WEATHER RESISTANT BACK-BOX. | 27.5 | 12.88
403 | New | Audible/Visual Notification (Wheelock) | Cooper Wheelock: Mounting Accessories | WBB-S | BACKBOX,OUTDOOR,SILVER | 27.5 | 12.88
734 | New | Audible/Visual Notification (Wheelock) | Cooper Wheelock: Mounting Accessories | WBB-W | BACKBOX,OUTDOOR,WHT | 27.5 | 12.88
1543 | New | Bi-Directional Amplifiers | Analog Class B BDA | GWBDA-A7S27B | PS 700 + 800MHz Dual Band including Band 14, Class B full band, 0.5W / +27dBm per band, AC & DC. NFPA compliant, UL2524 2nd Edition (Listing Pending) GAMEWELL-FCI Analog BDA | 5555.5 | 4166.63
333 | New | Bi-Directional Amplifiers | Analog Class B BDA | HONBDA-A7S27B | PS 700 + 800MHz Dual Band including Band 14, Class B full band, 0.5W / +27dBm per band, AC & DC. NFPA compliant, UL2524 2nd Edition (Listing Pending) HONEYWELL Analog BDA | 5073.75 | 5073.75
2083 | New | Bi-Directional Amplifiers | BBU | BDA-BTTY-12-1 | Replacement Battery for 55AH BBU, single unit (2 batteries required) | 341.65 | 256.24
2084 | New | Bi-Directional Amplifiers | BBU | BDA-BTTY-24-1 | Replacement Battery for 100AH BBU, single unit (2 batteries required) | 410 | 307.5
162 | New | Bi-Directional Amplifiers | BBU | GWBDA-BTTY-004 | Battery backup, NFPA, 24 hours, 200 Ah, batteries included, Annunciator Included, 1 output (non UL2524).GAMEWELL-FCI BBU for Active Crystal Filter (ACF) Digital BDA | 7819.35 | 5864.51
163 | New | Bi-Directional Amplifiers | BBU | GWBDA-BTTY-100055 | BBU with built-in annunciator, 55AH, 24VDC, batteries included. Includes GAMEWELL-FCI Monitor Module for GAMEWELL-FCI FACP Connection for monitoring. NFPA compliant, UL2524 2nd Edition Listed GAMEWELL-FCI BBU | 4790.15 | 3592.61
341 | New | Bi-Directional Amplifiers | BBU | GWBDA-BTTY100055N | BBU with built-in annunciator, 55AH, 24VDC, batteries not included. Includes GAMEWELL-FCI Monitor Module for GAMEWELL-FCI FACP Connection for monitoring. NFPA compliant, UL2524 2nd Edition Listed GAMEWELL-FCI BBU | 4175.15 | 3131.36
2034 | New | Bi-Directional Amplifiers | BBU | GWBDA-BTTY-100100 | BBU with built-in annunciator, 100AH, 24VDC, batteries included. Includes GAMEWELL-FCI Monitor Module for GAMEWELL-FCI FACP Connection for monitoring. NFPA compliant, UL2524 2nd Edition Listed GAMEWELL-FCI BBU | 5155.75 | 3866.81
733 | New | Bi-Directional Amplifiers | BBU | GWBDA-BTTY100100N | BBU with built-in annunciator, 100AH, 24VDC, batteries not included. Includes GAMEWELL-FCI Monitor Module for GAMEWELL-FCI FACP Connection for monitoring. NFPA compliant, UL2524 2nd Edition Listed GAMEWELL-FCI BBU | 4448.5 | 3336.38
737 | New | Bi-Directional Amplifiers | BBU | GWBDA-BTTY-ANN-3 | BBU External Annunciator with dry contacts. NFPA compliant, UL2524 2nd Edition (Listing Pending) GAMEWELL-FCI Annunciator | 1571.65 | 1178.74
| New | Bi-Directional Amplifiers | BBU | GWBDA-BTTY-ANN-4 | BBU External Annunciator without dry contacts. NFPA compliant, UL2524 2nd Edition GAMEWELL-FCI Annunciator | 662.9 | 497.18
| New | Bi-Directional Amplifiers | BBU | HONBDA-BTTY-004 | Battery backup, NFPA, 24 hours, 200 Ah, batteries included, Annunciator Included, 1 output (non UL2524).HONEYWELL BBU for Active Crystal Filter (ACF) Digital BDA | 7245.35 | 5434.01
264 | New | Bi-Directional Amplifiers | BBU | HONBDA-BTTY-100055 | BBU with built-in annunciator, 55AH, 24VDC, batteries included. NFPA compliant, UL2524 2nd Edition Listed HONEYWELL BBU | 4216.15 | 3162.11
265 | New | Bi-Directional Amplifiers | BBU | HONBDA-BTTY100055N | BBU with built-in annunciator, 55AH, 24VDC, batteries not included. NFPA compliant, UL2524 2nd Edition Listed HONEYWELL BBU | 3601.15 | 2700.86
267 | New | Bi-Directional Amplifiers | BBU | HONBDA-BTTY-100100 | BBU with built-in annunciator, 100AH, 24VDC, batteries included. NFPA compliant, UL2524 2nd Edition Listed HONEYWELL BBU | 4581.75 | 3436.31
272 | New | Bi-Directional Amplifiers | BBU | HONBDA-BTTY100100N | BBU with built-in annunciator, 100AH, 24VDC, batteries not included. NFPA compliant, UL2524 2nd Edition Listed HONEYWELL BBU | 3874.5 | 2905.88
121 | New | Bi-Directional Amplifiers | BBU | HONBDA-BTTY-ANN-3 | BBU External Annunciator with dry contacts. NFPA compliant, UL2524 2nd Edition (Listing Pending) HONEYWELL Annunciator | 1571.65 | 1178.74
1036 | New | Bi-Directional Amplifiers | BBU | HONBDA-BTTY-ANN-4 | BBU External Annunciator without dry contacts. NFPA compliant, UL2524 2nd Edition HONEYWELL Annunciator | 662.9 | 497.18
| New | Bi-Directional Amplifiers | BDA - Cable, Connectors and Ligtning Arrestors | BDA-ICA12JPLLR-500 | 500' Plenum Red Cable 1/2" Aluminum, RFS ICA12-50JPLLR | 1093.7 | 820.28
| New | Bi-Directional Amplifiers | BDA - Cable, Connectors and Ligtning Arrestors | BDA-JPLLR-ARMR-1K | 1000' Armored Cable 1/2' Aluminium ,RFS ICA12-50JPLLR-ARMR | 4783.7 | 3587.78
1602 | Discontinued | Bi-Directional Amplifiers | BDA - Antennas | BDA-DA-150175-1 | DISCONTINUED - Replaced by new BDA & Fiber DAS Portfolio | 0 | 0
1614 | Discontinued | Bi-Directional Amplifiers | BDA - Antennas | BDA-DA-450470-1 | DISCONTINUED - Replaced by new BDA & Fiber DAS Portfolio | 0 | 0
1862 | Discontinued | Bi-Directional Amplifiers | BDA - Antennas | BDA-DA-465490-1 | DISCONTINUED - Replaced by new BDA & Fiber DAS Portfolio | 0 | 0
463 | Discontinued | Bi-Directional Amplifiers | BDA - Antennas | BDA-DA-700-1 | DISCONTINUED - Replaced by new BDA & Fiber DAS Portfolio | 0 | 0
739 | Discontinued | Bi-Directional Amplifiers | BDA - Antennas | BDA-DA-7800-1 | DISCONTINUED - Replaced by new BDA & Fiber DAS Portfolio | 0 | 0
740 | Discontinued | Bi-Directional Amplifiers | BDA - Antennas | BDA-DA-800-1 | DISCONTINUED - Replaced by new BDA & Fiber DAS Portfolio | 0 | 0
194 | Discontinued | Bi-Directional Amplifiers | BDA - Antennas | BDA-DA-LP582700-1 | DISCONTINUED - Replaced by new BDA & Fiber DAS Portfolio | 0 | 0
2596 | Discontinued | Bi-Directional Amplifiers | BDA - Antennas | BDA-DP-400-2 | DISCONTINUED - Replaced by new BDA & Fiber DAS Portfolio | 0 | 0
2598 | Discontinued | Bi-Directional Amplifiers | BDA - Antennas | BDA-DP-7800-2 | DISCONTINUED - Replaced by new BDA & Fiber DAS Portfolio | 0 | 0
2599 | Discontinued | Bi-Directional Amplifiers | BDA - Antennas | BDA-FA-150175-1 | DISCONTINUED - Replaced by new BDA & Fiber DAS Portfolio | 0 | 0
153 | Discontinued | Bi-Directional Amplifiers | BDA - Antennas | BDA-FA-450470-1 | DISCONTINUED - Replaced by new BDA & Fiber DAS Portfolio | 0 | 0
154 | Discontinued | Bi-Directional Amplifiers | BDA - Antennas | BDA-FA-465490-1 | DISCONTINUED - Replaced by new BDA & Fiber DAS Portfolio | 0 | 0
825 | Discontinued | Bi-Directional Amplifiers | BDA - Antennas | BDA-FA-700-1 | DISCONTINUED - Replaced by new BDA & Fiber DAS Portfolio | 0 | 0
1897 | Discontinued | Bi-Directional Amplifiers | BDA - Antennas | BDA-FA-7800-1 | DISCONTINUED - Replaced by new BDA & Fiber DAS Portfolio | 0 | 0
1900 | Discontinued | Bi-Directional Amplifiers | BDA - Antennas | BDA-FA-7800-2 | DISCONTINUED - Replaced by new BDA & Fiber DAS Portfolio | 0 | 0
1918 | Discontinued | Bi-Directional Amplifiers | BDA - Antennas | BDA-FA-800-1 | DISCONTINUED - Replaced by new BDA & Fiber DAS Portfolio | 0 | 0
122 | Discontinued | Bi-Directional Amplifiers | BDA - Antennas | BDA-LPA-150175-1 | DISCONTINUED - Replaced by new BDA & Fiber DAS Portfolio | 0 | 0
880 | Discontinued | Bi-Directional Amplifiers | BDA - Antennas | BDA-LPA-4502700-1 | DISCONTINUED - Replaced by new BDA & Fiber DAS Portfolio | 0 | 0
| Discontinued | Bi-Directional Amplifiers | BDA - Antennas | BDA-LPA-7800-1 | DISCONTINUED - Replaced by new BDA & Fiber DAS Portfolio | 0 | 0
| Discontinued | Bi-Directional Amplifiers | BDA - Battery, Battery Enclosure | BDA-BB-75-10 | DISCONTINUED - Replaced by new BDA & Fiber DAS Portfolio | 0 | 0
| Discontinued | Bi-Directional Amplifiers | BDA - Battery, Battery Enclosure | BDA-BENCL-10-UL3R | DISCONTINUED - Replaced by new BDA & Fiber DAS Portfolio | 0 | 0
467 | Discontinued | Bi-Directional Amplifiers | BDA - Battery, Battery Enclosure | BDA-SBR-10-UL3R | DISCONTINUED - Replaced by new BDA & Fiber DAS Portfolio | 0 | 0
1049 | Discontinued | Bi-Directional Amplifiers | BDA - Cable, Connectors and Ligtning Arrestors | BDA-ADP-FA-1 | DISCONTINUED - Replaced by new BDA & Fiber DAS Portfolio | 0 | 0
1054 | Discontinued | Bi-Directional Amplifiers | BDA - Cable, Connectors and Ligtning Arrestors | BDA-ADP-RA-1 | DISCONTINUED - Replaced by new BDA & Fiber DAS Portfolio | 0 | 0
1268 | Discontinued | Bi-Directional Amplifiers | BDA - Cable, Connectors and Ligtning Arrestors | BDA-BRKT-34A | DISCONTINUED - Replaced by new BDA & Fiber DAS Portfolio | 0 | 0
1047 | Discontinued | Bi-Directional Amplifiers | BDA - Cable, Connectors and Ligtning Arrestors | BDA-CABLE-10A-250 | DISCONTINUED - Replaced by new BDA & Fiber DAS Portfolio | 0 | 0
286 | Discontinued | Bi-Directional Amplifiers | BDA - Cable, Connectors and Ligtning Arrestors | BDA-CABLE-10A-500 | DISCONTINUED - Replaced by new BDA & Fiber DAS Portfolio | 0 | 0
978 | Discontinued | Bi-Directional Amplifiers | BDA - Cable, Connectors and Ligtning Arrestors | BDA-CABLE-15A-250 | DISCONTINUED - Replaced by new BDA & Fiber DAS Portfolio | 0 | 0
2548 | Discontinued | Bi-Directional Amplifiers | BDA - Cable, Connectors and Ligtning Arrestors | BDA-CABLE-15A-500 | DISCONTINUED - Replaced by new BDA & Fiber DAS Portfolio | 0 | 0
1234 | Discontinued | Bi-Directional Amplifiers | BDA - Cable, Connectors and Ligtning Arrestors | BDA-DA-7800-3 | DISCONTINUED - Replaced by new BDA & Fiber DAS Portfolio | 0 | 0
1241 | Discontinued | Bi-Directional Amplifiers | BDA - Cable, Connectors and Ligtning Arrestors | BDA-DC20-1317-1 | DISCONTINUED - Replaced by new BDA & Fiber DAS Portfolio | 0 | 0
2551 | Discontinued | Bi-Directional Amplifiers | BDA - Cable, Connectors and Ligtning Arrestors | BDA-EOL-10 | DISCONTINUED - Replaced by new BDA & Fiber DAS Portfolio | 0 | 0
1826 | Discontinued | Bi-Directional Amplifiers | BDA - Cable, Connectors and Ligtning Arrestors | BDA-GKCK-10 | DISCONTINUED - Replaced by new BDA & Fiber DAS Portfolio | 0 | 0
1224 | Discontinued | Bi-Directional Amplifiers | BDA - Cable, Connectors and Ligtning Arrestors | BDA-JMPPL-19 | DISCONTINUED - Replaced by new BDA & Fiber DAS Portfolio | 0 | 0
1339 | Discontinued | Bi-Directional Amplifiers | BDA - Cable, Connectors and Ligtning Arrestors | BDA-JMPPL-20 | DISCONTINUED - Replaced by new BDA & Fiber DAS Portfolio | 0 | 0
1340 | Discontinued | Bi-Directional Amplifiers | BDA - Cable, Connectors and Ligtning Arrestors | BDA-JMPPL-21 | DISCONTINUED - Replaced by new BDA & Fiber DAS Portfolio | 0 | 0
1341 | Discontinued | Bi-Directional Amplifiers | BDA - Cable, Connectors and Ligtning Arrestors | BDA-JMPRG-10 | DISCONTINUED - Replaced by new BDA & Fiber DAS Portfolio | 0 | 0
1342 | Discontinued | Bi-Directional Amplifiers | BDA - Cable, Connectors and Ligtning Arrestors | BDA-JMPRG-11 | DISCONTINUED - Replaced by new BDA & Fiber DAS Portfolio | 0 | 0
1343 | Discontinued | Bi-Directional Amplifiers | BDA - Cable, Connectors and Ligtning Arrestors | BDA-JMPRG-12 | DISCONTINUED - Replaced by new BDA & Fiber DAS Portfolio | 0 | 0
2461 | Discontinued | Bi-Directional Amplifiers | BDA - Cable, Connectors and Ligtning Arrestors | BDA-LA-P8AX-6G | DISCONTINUED - Replaced by new BDA & Fiber DAS Portfolio | 0 | 0
| Discontinued | Bi-Directional Amplifiers | BDA - Cable, Connectors and Ligtning Arrestors | BDA-MR-CAP-11A | DISCONTINUED - Replaced by new BDA & Fiber DAS Portfolio | 0 | 0
1033 | Discontinued | Bi-Directional Amplifiers | BDA - Cable, Connectors and Ligtning Arrestors | BDA-NATTEN-5-10 | DISCONTINUED - Replaced by new BDA & Fiber DAS Portfolio | 0 | 0
| Discontinued | Bi-Directional Amplifiers | BDA - Cable, Connectors and Ligtning Arrestors | BDA-NATTEN-5-15 | DISCONTINUED - Replaced by new BDA & Fiber DAS Portfolio | 0 | 0
1713 | Discontinued | Bi-Directional Amplifiers | BDA - Cable, Connectors and Ligtning Arrestors | BDA-NATTEN-5-20 | DISCONTINUED - Replaced by new BDA & Fiber DAS Portfolio | 0 | 0
1570 | Discontinued | Bi-Directional Amplifiers | BDA - Cable, Connectors and Ligtning Arrestors | BDA-NATTEN-5-30 | DISCONTINUED - Replaced by new BDA & Fiber DAS Portfolio | 0 | 0
1607 | Discontinued | Bi-Directional Amplifiers | BDA - Cable, Connectors and Ligtning Arrestors | BDA-NATTEN-5-5 | DISCONTINUED - Replaced by new BDA & Fiber DAS Portfolio | 0 | 0
1617 | Discontinued | Bi-Directional Amplifiers | BDA - Cable, Connectors and Ligtning Arrestors | BDA-NFC-11 | DISCONTINUED - Replaced by new BDA & Fiber DAS Portfolio | 0 | 0
1866 | Discontinued | Bi-Directional Amplifiers | BDA - Cable, Connectors and Ligtning Arrestors | BDA-NFC-31A | DISCONTINUED - Replaced by new BDA & Fiber DAS Portfolio | 0 | 0
1056 | Discontinued | Bi-Directional Amplifiers | BDA - Cable, Connectors and Ligtning Arrestors | BDA-NFC-41A | DISCONTINUED - Replaced by new BDA & Fiber DAS Portfolio | 0 | 0
826 | Discontinued | Bi-Directional Amplifiers | BDA - Cable, Connectors and Ligtning Arrestors | BDA-NMC-10 | DISCONTINUED - Replaced by new BDA & Fiber DAS Portfolio | 0 | 0
917 | Discontinued | Bi-Directional Amplifiers | BDA - Cable, Connectors and Ligtning Arrestors | BDA-NMC-30A | DISCONTINUED - Replaced by new BDA & Fiber DAS Portfolio | 0 | 0
2627 | Discontinued | Bi-Directional Amplifiers | BDA - Cable, Connectors and Ligtning Arrestors | BDA-NMC-40A | DISCONTINUED - Replaced by new BDA & Fiber DAS Portfolio | 0 | 0
1967 | Discontinued | Bi-Directional Amplifiers | BDA - Cable, Connectors and Ligtning Arrestors | BDA-WPK-10 | DISCONTINUED - Replaced by new BDA & Fiber DAS Portfolio | 0 | 0
1973 | Discontinued | Bi-Directional Amplifiers | BDA - Power Dividers, Hybrid Couplers | BDA-DC10-1317-1 | DISCONTINUED - Replaced by new BDA & Fiber DAS Portfolio | 0 | 0
1974 | Discontinued | Bi-Directional Amplifiers | BDA - Power Dividers, Hybrid Couplers | BDA-DC10-3588-1 | DISCONTINUED - Replaced by new BDA & Fiber DAS Portfolio | 0 | 0
1975 | Discontinued | Bi-Directional Amplifiers | BDA - Power Dividers, Hybrid Couplers | BDA-DC15-1317-1 | DISCONTINUED - Replaced by new BDA & Fiber DAS Portfolio | 0 | 0
1976 | Discontinued | Bi-Directional Amplifiers | BDA - Power Dividers, Hybrid Couplers | BDA-DC15-3588-1 | DISCONTINUED - Replaced by new BDA & Fiber DAS Portfolio | 0 | 0
1982 | Discontinued | Bi-Directional Amplifiers | BDA - Power Dividers, Hybrid Couplers | BDA-DC20-3588-1 | DISCONTINUED - Replaced by new BDA & Fiber DAS Portfolio | 0 | 0
870 | Discontinued | Bi-Directional Amplifiers | BDA - Power Dividers, Hybrid Couplers | BDA-DC6-1317-1 | DISCONTINUED - Replaced by new BDA & Fiber DAS Portfolio | 0 | 0
1970 | Discontinued | Bi-Directional Amplifiers | BDA - Power Dividers, Hybrid Couplers | BDA-DC6-3588-1 | DISCONTINUED - Replaced by new BDA & Fiber DAS Portfolio | 0 | 0
1971 | Discontinued | Bi-Directional Amplifiers | BDA - Power Dividers, Hybrid Couplers | BDA-ENCL-15UL4 | DISCONTINUED - Replaced by new BDA & Fiber DAS Portfolio | 0 | 0
1972 | Discontinued | Bi-Directional Amplifiers | BDA - Power Dividers, Hybrid Couplers | BDA-EPSU-300A | DISCONTINUED - Replaced by new BDA & Fiber DAS Portfolio | 0 | 0
468 | Discontinued | Bi-Directional Amplifiers | BDA - Power Dividers, Hybrid Couplers | BDA-EPSU-300A-ASSY | DISCONTINUED - Replaced by new BDA & Fiber DAS Portfolio | 0 | 0
918 | Discontinued | Bi-Directional Amplifiers | BDA - Power Dividers, Hybrid Couplers | BDA-PD2-1552-1 | DISCONTINUED - Replaced by new BDA & Fiber DAS Portfolio | 0 | 0
1051 | Discontinued | Bi-Directional Amplifiers | BDA - Power Dividers, Hybrid Couplers | BDA-PD2-4588-1 | DISCONTINUED - Replaced by new BDA & Fiber DAS Portfolio | 0 | 0
| Discontinued | Bi-Directional Amplifiers | BDA - Power Dividers, Hybrid Couplers | BDA-PD3-1552-1 | DISCONTINUED - Replaced by new BDA & Fiber DAS Portfolio | 0 | 0
| Discontinued | Bi-Directional Amplifiers | BDA - Power Dividers, Hybrid Couplers | BDA-PD3-4588-1 | DISCONTINUED - Replaced by new BDA & Fiber DAS Portfolio | 0 | 0
424 | Discontinued | Bi-Directional Amplifiers | BDA - Power Dividers, Hybrid Couplers | BDA-PD4-1552-1 | DISCONTINUED - Replaced by new BDA & Fiber DAS Portfolio | 0 | 0
1269 | Discontinued | Bi-Directional Amplifiers | BDA - Power Dividers, Hybrid Couplers | BDA-PD4-4588-1 | DISCONTINUED - Replaced by new BDA & Fiber DAS Portfolio | 0 | 0
1605 | Discontinued | Bi-Directional Amplifiers | BDA - Services | BDA-SVC-10 | DISCONTINUED - Replaced by new BDA & Fiber DAS Portfolio | 0 | 0
1968 | Discontinued | Bi-Directional Amplifiers | BDA - Services | BDA-SVC-11 | DISCONTINUED - Replaced by new BDA & Fiber DAS Portfolio | 0 | 0
1884 | Discontinued | Bi-Directional Amplifiers | BDA - Services | BDA-SVC-IBWAVE | DISCONTINUED - Replaced by new BDA & Fiber DAS Portfolio | 0 | 0
979 | Discontinued | Bi-Directional Amplifiers | BDA - Training | BDA-TRN-ILR120 | DISCONTINUED - Replaced by new BDA & Fiber DAS Portfolio | 0 | 0
1448 | Discontinued | Bi-Directional Amplifiers | BDA - Training | BDA-TRN-ILR121 | DISCONTINUED - Replaced by new BDA & Fiber DAS Portfolio | 0 | 0
2561 | Discontinued | Bi-Directional Amplifiers | BDA - Training | BDA-TRN-LMS150 | DISCONTINUED - Replaced by new BDA & Fiber DAS Portfolio | 0 | 0
1035 | Discontinued | Bi-Directional Amplifiers | DEMO - GW-FCI Class B Signal Booster / BDA | GW-DEMOBDA800-1B | DISCONTINUED - Replaced by new BDA & Fiber DAS Portfolio | 0 | 0
898 | New | Bi-Directional Amplifiers | DESIGN | BDA-SVC1-DESIGN | BDA Design Only for typical building (Unit Ea.). - iBwave design service, 5 price levels based on single building size in SF , includes two revisions, variable path loss heatmaps, BOM, network layout 0 - 250,000 SF builidng : 120 units 251,000 - 500,000 SF builidng: 180 units 501,000 - 1,000,000 SF building: 270 units 1,001,000 - 2,000,000 SF building: 420 units 2,001,000 - 4,000,000 SF building: 600 units NOTE: Please include estimate number & project name and project contact email (contact should be factory trained) to the order for assigned project manager to contact for design | 26.6 | 19.95
| New | Bi-Directional Amplifiers | Digital Class A BDA | GWBDA-EA-AV-1A | VHF 136-174MHz, +13dBm, NFPA, class A, AC & DC, ACF 1 channel internal Duplexer (non UL2524). GAMEWELL-FCI Active Crystal Filter (ACF) Digital BDA | 26874.7 | 20156.03
1749 | New | Bi-Directional Amplifiers | Digital Class A BDA | GWBDA-EA-AV-2A | VHF 136-174MHz, +10dBm, NFPA, class A, AC & DC, ACF 2 channel internal Duplexer (non UL2524).GAMEWELL-FCI Active Crystal Filter (ACF) Digital BDA | 26874.7 | 20156.03
259 | Discontinued | Bi-Directional Amplifiers | Digital Class A BDA | HONBDA-EA-AT-1A | DISCONTINUED | 0 | 0
287 | Discontinued | Bi-Directional Amplifiers | Digital Class A BDA | HONBDA-EA-AT-2A | DISCONTINUED | 0 | 0
20 | Discontinued | Bi-Directional Amplifiers | Digital Class A BDA | HONBDA-EA-AU-1A | DISCONTINUED | 0 | 0
915 | Discontinued | Bi-Directional Amplifiers | Digital Class A BDA | HONBDA-EA-AU-2A | DISCONTINUED | 0 | 0
1523 | New | Bi-Directional Amplifiers | Digital Class A BDA | HONBDA-EA-AV-1A | VHF 136-174MHz, +13dBm, NFPA, class A, AC & DC, ACF 1 channel internal Duplexer (non UL2524). HONEYWELL Active Crystal Filter (ACF) Digital BDA | 26874.7 | 20156.03
2656 | New | Bi-Directional Amplifiers | Digital Class A BDA | HONBDA-EA-AV-2A | VHF 136-174MHz, +10dBm, NFPA, class A, AC & DC, ACF 2 channel internal Duplexer (non UL2524).HONEYWELL Active Crystal Filter (ACF) Digital BDA | 26874.7 | 20156.03
2658 | New | Bi-Directional Amplifiers | Digital Class A/B BDA | BDA-LIC-D27A-D33A | Digital 700/800 BDA Upgrade License - Dual Band 0.5W Class A to Dual Band 2W Class A | 2733.4 | 2050.05
1768 | New | Bi-Directional Amplifiers | Digital Class A/B BDA | BDA-LIC-D27B-D27A | Digital 700/800 BDA Upgrade License - Dual Band 0.5W Class B to Dual Band 0.5W Class A | 3917.55 | 2938.16
1847 | New | Bi-Directional Amplifiers | Digital Class A/B BDA | BDA-LIC-D27B-D33A | Digital 700/800 BDA Upgrade License - Dual Band 0.5W Class B to Dual Band 2W Class A | 5596.5 | 4197.38
1849 | New | Bi-Directional Amplifiers | Digital Class A/B BDA | BDA-LIC-D27B-D33B | Digital 700/800 BDA Upgrade License - Dual Band 0.5W Class B to Dual Band 2W Class B | 3536.25 | 2652.19
813 | New | Bi-Directional Amplifiers | Digital Class A/B BDA | BDA-LIC-D33B-D33A | Digital 700/800 BDA Upgrade License - Dual Band 2W Class B to Dual Band 2W Class A | 2733.4 | 2050.05
1015 | New | Bi-Directional Amplifiers | Digital Class A/B BDA | BDA-LIC-S27A-D27A | Digital 700/800 BDA Upgrade License - Single Band 0.5W Class A to Dual Band 0.5W Class A | 3553.4 | 2665.05
| New | Bi-Directional Amplifiers | Digital Class A/B BDA | BDA-LIC-S27A-D33A | Digital 700/800 BDA Upgrade License - Single Band 0.5W Class A to Dual Band 2W Class A | 6286.65 | 4714.99
1697 | New | Bi-Directional Amplifiers | Digital Class A/B BDA | BDA-LIC-S27A-S33A | Digital 700/800 BDA Upgrade License - Single Band 0.5W Class A to Single Band 2W Class A | 2186.65 | 1639.99
871 | New | Bi-Directional Amplifiers | Digital Class A/B BDA | BDA-LIC-S33A-D33A | Digital 700/800 BDA Upgrade License - Single Band 2W Class A to Dual Band 2W Class A | 4100 | 3075
128 | New | Bi-Directional Amplifiers | Digital Class A/B BDA | BDA-LIC-S33B-D33A | Digital 700/800 BDA Upgrade License - Single Band 2W Class B to Dual Band 2W Class A | 6833.4 | 5125.05
216 | New | Bi-Directional Amplifiers | Digital Class A/B BDA | BDA-LIC-S33B-D33B | Digital 700/800 BDA Upgrade License - Single Band 2W Class B to Dual Band 2W Class B | 4100 | 3075
1311 | New | Bi-Directional Amplifiers | Digital Class A/B BDA | BDA-LIC-S33B-S33A | Digital 700/800 BDA Upgrade License - Single Band 2W Class B to Single Band 2W Class A | 2733.4 | 2050.05
1977 | New | Bi-Directional Amplifiers | Digital Class A/B BDA | GWBDA-A-727A | PS 700 MHz incl Band 14, Class A,0.5W / +27dBm, AC. NFPA compliant, UL2524 2nd Edition Listed GAMEWELL-FCI Digital BDA | 8473.4 | 6355.05
1980 | New | Bi-Directional Amplifiers | Digital Class A/B BDA | GWBDA-A-727AH | PS 700 MHz incl Band 14 High Capacity, Class A,0.5W / +27dBm, AC. NFPA compliant, UL2524 2nd Edition Listed GAMEWELL-FCI Digital BDA | 9840 | 7380
112 | New | Bi-Directional Amplifiers | Digital Class A/B BDA | GWBDA-A-733A | PS 700 MHz incl Band 14, Class A,2W / +33dBm, AC. NFPA compliant, UL2524 2nd Edition Listed GAMEWELL-FCI Digital BDA | 9566.65 | 7174.99
135 | New | Bi-Directional Amplifiers | Digital Class A/B BDA | GWBDA-A-733AH | PS 700 MHz incl Band 14 High Capacity, Class A,2W / +33dBm, AC. NFPA compliant, UL2524 2nd Edition Listed GAMEWELL-FCI Digital BDA | 10933.4 | 8200.05
1428 | New | Bi-Directional Amplifiers | Digital Class A/B BDA | GWBDA-A-733B | PS 700 MHz incl Band 14, Class B,2W / +33dBm, AC. NFPA compliant, UL2524 2nd Edition Listed GAMEWELL-FCI Digital BDA | 8052.4 | 6039.3
2441 | New | Bi-Directional Amplifiers | Digital Class A/B BDA | GWBDA-A-737A | PS 700 MHz incl Band 14, Class A,5W / +37dBm, AC. NFPA compliant, UL2524 2nd Edition (Listing Pending) GAMEWELL-FCI Digital BDA | 10933.4 | 8200.05
2443 | New | Bi-Directional Amplifiers | Digital Class A/B BDA | GWBDA-A-737AH | PS 700 MHz incl Band 14 High Capacity, Class A,5W / +37dBm, AC. NFPA compliant, UL2524 2nd Edition (Listing Pending) GAMEWELL-FCI Digital BDA | 12115.5 | 9086.63
1360 | New | Bi-Directional Amplifiers | Digital Class A/B BDA | GWBDA-A-7S27A | PS 700 + 800MHz Dual Band incl Band 14, Class A,0.5W / +27dBm per band, AC. NFPA compliant, UL2524 2nd Edition Listed GAMEWELL-FCI Digital BDA | 10250 | 7687.5
1361 | New | Bi-Directional Amplifiers | Digital Class A/B BDA | GWBDA-A-7S27B | PS 700 + 800MHz Dual Band incl Band 14, Class B,0.5W / +27dBm per band, AC. NFPA compliant, UL2524 2nd Edition Listed GAMEWELL-FCI Digital BDA | 6833.4 | 5125.05
1362 | New | Bi-Directional Amplifiers | Digital Class A/B BDA | GWBDA-A-7S33A | PS 700 + 800MHz Dual Band incl Band 14, Class A,2W / +33dBm per band, AC. NFPA compliant, UL2524 2nd Edition Listed GAMEWELL-FCI Digital BDA | 11616.65 | 8712.49
1363 | New | Bi-Directional Amplifiers | Digital Class A/B BDA | GWBDA-A-7S33B | PS 700 + 800MHz Dual Band incl Band 14, Class B,2W / +33dBm per band, AC. NFPA compliant, UL2524 2nd Edition Listed GAMEWELL-FCI Digital BDA | 10065.5 | 7549.13
1364 | New | Bi-Directional Amplifiers | Digital Class A/B BDA | GWBDA-A-7S37A | PS 700 + 800MHz Dual Band incl Band 14, Class A,5W / +37dBm per band, AC. NFPA compliant, UL2524 2nd Edition (Listing Pending) GAMEWELL-FCI Digital BDA | 13482.15 | 10111.61
2541 | New | Bi-Directional Amplifiers | Digital Class A/B BDA | GWBDA-A-7S37B | PS 700 + 800MHz Dual Band incl Band 14, Class B,5W / +37dBm per band, AC. NFPA compliant, UL2524 2nd Edition (Listing Pending) GAMEWELL-FCI Digital BDA | 11705.5 | 8779.13
260 | New | Bi-Directional Amplifiers | Digital Class A/B BDA | GWBDA-A-S27A | PS 800 MHz, Class A,0.5W / +27dBm, AC. NFPA compliant, UL2524 2nd Edition Listed GAMEWELL-FCI Digital BDA | 8473.4 | 6355.05
1544 | New | Bi-Directional Amplifiers | Digital Class A/B BDA | GWBDA-A-S27AH | PS 800 MHz High Capacity, Class A,0.5W / +27dBm, AC. NFPA compliant, UL2524 2nd Edition Listed GAMEWELL-FCI Digital BDA | 9840 | 7380
2629 | New | Bi-Directional Amplifiers | Digital Class A/B BDA | GWBDA-A-S33A | PS 800 MHz, Class A,2W / +33dBm, AC. NFPA compliant, UL2524 2nd Edition Listed GAMEWELL-FCI Digital BDA | 9566.65 | 7174.99
400 | New | Bi-Directional Amplifiers | Digital Class A/B BDA | GWBDA-A-S33AH | PS 800 MHz High Capacity, Class A,2W / +33dBm, AC. NFPA compliant, UL2524 2nd Edition Listed GAMEWELL-FCI Digital BDA | 10933.4 | 8200.05
351 | New | Bi-Directional Amplifiers | Digital Class A/B BDA | GWBDA-A-S33B | PS 800 MHz, Class B,2W / +33dBm, AC. NFPA compliant, UL2524 2nd Edition Listed GAMEWELL-FCI Digital BDA | 8052.4 | 6039.3
401 | New | Bi-Directional Amplifiers | Digital Class A/B BDA | GWBDA-A-S37A | PS 800 MHz, Class A,5W / +37dBm, AC. NFPA compliant, UL2524 2nd Edition (Listing Pending) GAMEWELL-FCI Digital BDA | 10933.4 | 8200.05
776 | New | Bi-Directional Amplifiers | Digital Class A/B BDA | GWBDA-A-S37AH | PS 800 MHz High Capacity, Class A,5W / +37dBm, AC. NFPA compliant, UL2524 2nd Edition (Listing Pending) GAMEWELL-FCI Digital BDA | 12115.5 | 9086.63
1214 | New | Bi-Directional Amplifiers | Digital Class A/B BDA | GWBDA-CA-AUT | Base Ordering SKU for 1W/+30dBm UHF, Class A&B, AC & DC.NFPA compliant, UL2524 2nd Edition Listed GAMEWELL-FCI Digital BDA | 14145 | 10608.75
1992 | New | Bi-Directional Amplifiers | Digital Class A/B BDA | GWBDA-CA-AUT-37 | Base Ordering SKU for 5W/+37dBm UHF, Class A&B, AC & DC.NFPA compliant, UL2524 2nd Edition (Listing Pending) GAMEWELL-FCI Digital BDA | 17835 | 13376.25
113 | New | Bi-Directional Amplifiers | Digital Class A/B BDA | GWBDA-CA-AUTM | Base Ordering SKU for 1W/+30dBm UHF, Class A&B, AC & DC, Miami Dade.NFPA compliant, UL2524 2nd Edition Listed GAMEWELL-FCI Digital BDA | 11753.4 | 8815.05
1069 | New | Bi-Directional Amplifiers | Digital Class A/B BDA | GWBDA-CA-AUTM-37 | Base Ordering SKU for 5W/+37dBm UHF, Class A&B, AC & DC, Miami Dade.NFPA compliant, UL2524 2nd Edition (Listing Pending) GAMEWELL-FCI Digital BDA | 14623.4 | 10967.55
| New | Bi-Directional Amplifiers | Digital Class A/B BDA | GWBDA-CA-AV | Base Ordering SKU for 0.25W / +24dBm VHF 136-174 MHz, Class A&B, AC & DC.NFPA compliant, UL2524 2nd Edition Listed GAMEWELL-FCI Digital BDA | 13974.15 | 10480.61
276 | New | Bi-Directional Amplifiers | Digital Class A/B BDA | GWBDA-CA-AV-30 | Base Ordering SKU for 1W/+30dBm VHF 136-174 MHz, class A&B, AC & DC.NFPA compliant, UL2524 2nd Edition Listed GAMEWELL-FCI Digital BDA | 17356.65 | 13017.49
348 | New | Bi-Directional Amplifiers | Digital Class A/B BDA | GWBDA-CA-AV-35 | VHF 136-174MHz, 0.25W/+24dBm in VHF, Class A & B, 3.5MHz BW, AC & DC.NFPA compliant, UL2524 2nd Edition Listed GAMEWELL-FCI Digital BDA | 25529.4 | 19147.05
808 | New | Bi-Directional Amplifiers | Digital Class A/B BDA | GWBDA-D-727A | PS 700 MHz incl Band 14, Class A,0.5W / +27dBm, DC. NFPA compliant, UL2524 2nd Edition Listed GAMEWELL-FCI Digital BDA | 8473.4 | 6355.05
1058 | New | Bi-Directional Amplifiers | Digital Class A/B BDA | GWBDA-D-727AH | PS 700 MHz incl Band 14 High Capacity, Class A,0.5W / +27dBm, DC. NFPA compliant, UL2524 2nd Edition Listed GAMEWELL-FCI Digital BDA | 9840 | 7380
1603 | New | Bi-Directional Amplifiers | Digital Class A/B BDA | GWBDA-D-733A | PS 700 MHz incl Band 14, Class A,2W / +33dBm, DC. NFPA compliant, UL2524 2nd Edition Listed GAMEWELL-FCI Digital BDA | 9566.65 | 7174.99
1615 | New | Bi-Directional Amplifiers | Digital Class A/B BDA | GWBDA-D-733AH | PS 700 MHz incl Band 14 High Capacity, Class A,2W / +33dBm, DC. NFPA compliant, UL2524 2nd Edition Listed GAMEWELL-FCI Digital BDA | 10933.4 | 8200.05
2033 | New | Bi-Directional Amplifiers | Digital Class A/B BDA | GWBDA-D-733B | PS 700 MHz incl Band 14, Class B,2W / +33dBm, DC. NFPA compliant, UL2524 2nd Edition Listed GAMEWELL-FCI Digital BDA | 8052.4 | 6039.3
114 | New | Bi-Directional Amplifiers | Digital Class A/B BDA | GWBDA-D-737A | PS 700 MHz incl Band 14, Class A,5W / +37dBm, DC. NFPA compliant, UL2524 2nd Edition (Listing Pending) GAMEWELL-FCI Digital BDA | 10933.4 | 8200.05
161 | New | Bi-Directional Amplifiers | Digital Class A/B BDA | GWBDA-D-737AH | PS 700 MHz incl Band 14 High Capacity, Class A,5W / +37dBm, DC. NFPA compliant, UL2524 2nd Edition (Listing Pending) GAMEWELL-FCI Digital BDA | 12115.5 | 9086.63
1068 | New | Bi-Directional Amplifiers | Digital Class A/B BDA | GWBDA-D-7S27A | PS 700 + 800MHz Dual Band incl Band 14, Class A,0.5W / +27dBm per band, DC. NFPA compliant, UL2524 2nd Edition Listed GAMEWELL-FCI Digital BDA | 10250 | 7687.5
1989 | New | Bi-Directional Amplifiers | Digital Class A/B BDA | GWBDA-D-7S27B | PS 700 + 800MHz Dual Band incl Band 14, Class B,0.5W / +27dBm per band, DC. NFPA compliant, UL2524 2nd Edition Listed GAMEWELL-FCI Digital BDA | 6833.4 | 5125.05
1990 | New | Bi-Directional Amplifiers | Digital Class A/B BDA | GWBDA-D-7S33A | PS 700 + 800MHz Dual Band incl Band 14, Class A,2W / +33dBm per band, DC. NFPA compliant, UL2524 2nd Edition Listed GAMEWELL-FCI Digital BDA | 11616.65 | 8712.49
1993 | New | Bi-Directional Amplifiers | Digital Class A/B BDA | GWBDA-D-7S33B | PS 700 + 800MHz Dual Band incl Band 14, Class B,2W / +33dBm per band, DC. NFPA compliant, UL2524 2nd Edition Listed GAMEWELL-FCI Digital BDA | 10065.5 | 7549.13
1994 | New | Bi-Directional Amplifiers | Digital Class A/B BDA | GWBDA-D-7S37A | PS 700 + 800MHz Dual Band incl Band 14, Class A,5W / +37dBm per band, DC. NFPA compliant, UL2524 2nd Edition (Listing Pending) GAMEWELL-FCI Digital BDA | 13482.15 | 10111.61
1995 | New | Bi-Directional Amplifiers | Digital Class A/B BDA | GWBDA-D-7S37B | PS 700 + 800MHz Dual Band incl Band 14, Class B,5W / +37dBm per band, DC. NFPA compliant, UL2524 2nd Edition (Listing Pending) GAMEWELL-FCI Digital BDA | 11705.5 | 8779.13
1991 | New | Bi-Directional Amplifiers | Digital Class A/B BDA | GWBDA-D-S27A | PS 800 MHz, Class A,0.5W / +27dBm, DC. NFPA compliant, UL2524 2nd Edition Listed GAMEWELL-FCI Digital BDA | 8473.4 | 6355.05
919 | New | Bi-Directional Amplifiers | Digital Class A/B BDA | GWBDA-D-S27AH | PS 800 MHz High Capacity, Class A,0.5W / +27dBm, DC. NFPA compliant, UL2524 2nd Edition Listed GAMEWELL-FCI Digital BDA | 9840 | 7380
10 | New | Bi-Directional Amplifiers | Digital Class A/B BDA | GWBDA-D-S33A | PS 800 MHz, Class A,2W / +33dBm, DC. NFPA compliant, UL2524 2nd Edition Listed GAMEWELL-FCI Digital BDA | 9566.65 | 7174.99
11 | New | Bi-Directional Amplifiers | Digital Class A/B BDA | GWBDA-D-S33AH | PS 800 MHz High Capacity, Class A,2W / +33dBm, DC. NFPA compliant, UL2524 2nd Edition Listed GAMEWELL-FCI Digital BDA | 10933.4 | 8200.05
800 | New | Bi-Directional Amplifiers | Digital Class A/B BDA | GWBDA-D-S33B | PS 800 MHz, Class B,2W / +33dBm, DC. NFPA compliant, UL2524 2nd Edition Listed GAMEWELL-FCI Digital BDA | 8052.4 | 6039.3
1037 | New | Bi-Directional Amplifiers | Digital Class A/B BDA | GWBDA-D-S37A | PS 800 MHz, Class A,5W / +37dBm, DC. NFPA compliant, UL2524 2nd Edition (Listing Pending) GAMEWELL-FCI Digital BDA | 10933.4 | 8200.05
1436 | New | Bi-Directional Amplifiers | Digital Class A/B BDA | GWBDA-D-S37AH | PS 800 MHz High Capacity, Class A,5W / +37dBm, DC. NFPA compliant, UL2524 2nd Edition (Listing Pending) GAMEWELL-FCI Digital BDA | 12115.5 | 9086.63
1437 | New | Bi-Directional Amplifiers | Digital Class A/B BDA | GWBDA-EA-AU-40 | UHF 450-470MHz, 1W/+30dBm in UHF, Class A & B, 4MHz BW, AC & DC.NFPA compliant, UL2524 2nd Edition Listed GAMEWELL-FCI Digital BDA | 23978.15 | 17983.61
2014 | New | Bi-Directional Amplifiers | Digital Class A/B BDA | GWBDA-EAAVT3520 | VHF + UHF 136-174MHz + 470-512MHz, 0.25W/+24dBm in VHF, 1W/+30dBmNFPA compliant, UL2524 2nd Edition Listed GAMEWELL-FCI Digital BDA in UHF,Class A & B, 3.5MHz BW, AC & DC. | 35690.5 | 26767.88
1064 | New | Bi-Directional Amplifiers | Digital Class A/B BDA | GWBDA-EAAVU3540 | VHF + UHF 136-174MHz + 450-470MHz, 0.25W/+24dBm in VHF, 1W/+30dBm in UHF, Class A & B, 3.5MHz BW, 4MHz BW, AC & DC.NFPA compliant, UL2524 2nd Edition Listed GAMEWELL-FCI Digital BDA | 35690.5 | 26767.88
1065 | New | Bi-Directional Amplifiers | Digital Class A/B BDA | GWBDA-EA-AVUT | Base Ordering SKU for 0.5W/+27dBm VHF 136-174 MHz + 1W/+30dBm UHF, Class A&B, AC & DC.NFPA compliant, UL2524 2nd Edition Listed GAMEWELL-FCI Digital BDA | 14418.4 | 10813.8
1066 | New | Bi-Directional Amplifiers | Digital Class A/B BDA | GWBDA-EAAVUT-3037 | Base Ordering SKU for 1W/+30dBm VHF 136-174 MHz + 5W/+37dBm UHF, Class A&B, AC & DC.NFPA compliant, UL2524 2nd Edition (Listing Pending) GAMEWELL-FCI Digital BDA | 16434.15 | 12325.61
1067 | New | Bi-Directional Amplifiers | Digital Class A/B BDA | GWBDA-EA-AVUTM | Base Ordering SKU for 0.5W/+27dBm VHF 136-174 MHz + 1W/+30dBm UHF, Class A&B, AC & DC, Miami Dade.NFPA compliant, UL2524 2nd Edition Listed GAMEWELL-FCI Digital BDA | 11616.65 | 8712.49
1071 | New | Bi-Directional Amplifiers | Digital Class A/B BDA | GWBDAEAAVUTM-3037 | Base Ordering SKU for 1W/+30dBm VHF 136-174 MHz + 5W/+37dBm UHF, Class A&B, AC & DC, Miami Dade.NFPA compliant, UL2524 2nd Edition (Listing Pending) GAMEWELL-FCI Digital BDA | 12983.4 | 9737.55
1724 | New | Bi-Directional Amplifiers | Digital Class A/B BDA | HONBDA-A-727A | PS 700 MHz incl Band 14, Class A,0.5W / +27dBm, AC. NFPA compliant, UL2524 2nd Edition Listed HONEYWELL Digital BDA | 8473.4 | 6355.05
980 | New | Bi-Directional Amplifiers | Digital Class A/B BDA | HONBDA-A-727AH | PS 700 MHz incl Band 14 High Capacity, Class A,0.5W / +27dBm, AC. NFPA compliant, UL2524 2nd Edition Listed HONEYWELL Digital BDA | 9840 | 7380
295 | New | Bi-Directional Amplifiers | Digital Class A/B BDA | HONBDA-A-733A | PS 700 MHz incl Band 14, Class A,2W / +33dBm, AC. NFPA compliant, UL2524 2nd Edition Listed HONEYWELL Digital BDA | 9566.65 | 7174.99
296 | New | Bi-Directional Amplifiers | Digital Class A/B BDA | HONBDA-A-733AH | PS 700 MHz incl Band 14 High Capacity, Class A,2W / +33dBm, AC. NFPA compliant, UL2524 2nd Edition Listed HONEYWELL Digital BDA | 10933.4 | 8200.05
1758 | New | Bi-Directional Amplifiers | Digital Class A/B BDA | HONBDA-A-733B | PS 700 MHz incl Band 14, Class B,2W / +33dBm, AC. NFPA compliant, UL2524 2nd Edition Listed HONEYWELL Digital BDA | 8052.4 | 6039.3
1231 | New | Bi-Directional Amplifiers | Digital Class A/B BDA | HONBDA-A-737A | PS 700 MHz incl Band 14, Class A,5W / +37dBm, AC. NFPA compliant, UL2524 2nd Edition (Listing Pending) HONEYWELL Digital BDA | 10933.4 | 8200.05
208 | New | Bi-Directional Amplifiers | Digital Class A/B BDA | HONBDA-A-737AH | PS 700 MHz incl Band 14 High Capacity, Class A,5W / +37dBm, AC. NFPA compliant, UL2524 2nd Edition (Listing Pending) HONEYWELL Digital BDA | 13755.5 | 13755.5
| New | Bi-Directional Amplifiers | Digital Class A/B BDA | HONBDA-A-7S27A | PS 700 + 800MHz Dual Band incl Band 14, Class A,0.5W / +27dBm per band, AC. NFPA compliant, UL2524 2nd Edition Listed HONEYWELL Digital BDA | 10250 | 7687.5
| New | Bi-Directional Amplifiers | Digital Class A/B BDA | HONBDA-A-7S27B | PS 700 + 800MHz Dual Band incl Band 14, Class B,0.5W / +27dBm per band, AC. NFPA compliant, UL2524 2nd Edition Listed HONEYWELL Digital BDA | 6833.4 | 5125.05
| New | Bi-Directional Amplifiers | Digital Class A/B BDA | HONBDA-A-7S33A | PS 700 + 800MHz Dual Band incl Band 14, Class A,2W / +33dBm per band, AC. NFPA compliant, UL2524 2nd Edition Listed HONEYWELL Digital BDA | 11616.65 | 8712.49
| New | Bi-Directional Amplifiers | Digital Class A/B BDA | HONBDA-A-7S33B | PS 700 + 800MHz Dual Band incl Band 14, Class B,2W / +33dBm per band, AC. NFPA compliant, UL2524 2nd Edition Listed HONEYWELL Digital BDA | 10065.5 | 7549.13
1528 | New | Bi-Directional Amplifiers | Digital Class A/B BDA | HONBDA-A-7S37A | PS 700 + 800MHz Dual Band incl Band 14, Class A,5W / +37dBm per band, AC. NFPA compliant, UL2524 2nd Edition (Listing Pending) HONEYWELL Digital BDA | 16605 | 16605
1529 | New | Bi-Directional Amplifiers | Digital Class A/B BDA | HONBDA-A-7S37B | PS 700 + 800MHz Dual Band incl Band 14, Class B,5W / +37dBm per band, AC. NFPA compliant, UL2524 2nd Edition (Listing Pending) HONEYWELL Digital BDA | 15088 | 15088
1053 | New | Bi-Directional Amplifiers | Digital Class A/B BDA | HONBDA-A-S27A | PS 800 MHz, Class A,0.5W / +27dBm, AC. NFPA compliant, UL2524 2nd Edition Listed HONEYWELL Digital BDA | 8473.4 | 6355.05
2628 | New | Bi-Directional Amplifiers | Digital Class A/B BDA | HONBDA-A-S27AH | PS 800 MHz High Capacity, Class A,0.5W / +27dBm, AC. NFPA compliant, UL2524 2nd Edition Listed HONEYWELL Digital BDA | 9840 | 7380
1919 | New | Bi-Directional Amplifiers | Digital Class A/B BDA | HONBDA-A-S33A | PS 800 MHz, Class A,2W / +33dBm, AC. NFPA compliant, UL2524 2nd Edition Listed HONEYWELL Digital BDA | 9566.65 | 7174.99
1920 | New | Bi-Directional Amplifiers | Digital Class A/B BDA | HONBDA-A-S33AH | PS 800 MHz High Capacity, Class A,2W / +33dBm, AC. NFPA compliant, UL2524 2nd Edition Listed HONEYWELL Digital BDA | 10933.4 | 8200.05
1899 | New | Bi-Directional Amplifiers | Digital Class A/B BDA | HONBDA-A-S33B | PS 800 MHz, Class B,2W / +33dBm, AC. NFPA compliant, UL2524 2nd Edition Listed HONEYWELL Digital BDA | 8052.4 | 6039.3
298 | New | Bi-Directional Amplifiers | Digital Class A/B BDA | HONBDA-A-S37A | PS 800 MHz, Class A,5W / +37dBm, AC. NFPA compliant, UL2524 2nd Edition (Listing Pending) HONEYWELL Digital BDA | 10933.4 | 8200.05
299 | New | Bi-Directional Amplifiers | Digital Class A/B BDA | HONBDA-A-S37AH | PS 800 MHz High Capacity, Class A,5W / +37dBm, AC. NFPA compliant, UL2524 2nd Edition (Listing Pending) HONEYWELL Digital BDA | 15088 | 15088
300 | New | Bi-Directional Amplifiers | Digital Class A/B BDA | HONBDA-CA-AUT | Base Ordering SKU for 1W/+30dBm UHF, Class A&B, AC & DC.NFPA compliant, UL2524 2nd Edition Listed HONEYWELL Digital BDA | 14145 | 10608.75
301 | New | Bi-Directional Amplifiers | Digital Class A/B BDA | HONBDA-CA-AUT-37 | Base Ordering SKU for 5W/+37dBm UHF, Class A&B, AC & DC.NFPA compliant, UL2524 2nd Edition (Listing Pending) HONEYWELL Digital BDA | 16876.65 | 16876.65
| New | Bi-Directional Amplifiers | Digital Class A/B BDA | HONBDA-CA-AUTM | Base Ordering SKU for 1W/+30dBm UHF, Class A&B, AC & DC, Miami Dade.NFPA compliant, UL2524 2nd Edition Listed HONEYWELL Digital BDA | 11753.4 | 8815.05
355 | New | Bi-Directional Amplifiers | Digital Class A/B BDA | HONBDA-CA-AUTM-37 | Base Ordering SKU for 5W/+37dBm UHF, Class A&B, AC & DC, Miami Dade.NFPA compliant, UL2524 2nd Edition (Listing Pending) HONEYWELL Digital BDA | 16876.65 | 16876.65
183 | New | Bi-Directional Amplifiers | Digital Class A/B BDA | HONBDA-CA-AV | Base Ordering SKU for 0.25W / +24dBm VHF 136-174 MHz, Class A&B, AC & DC.NFPA compliant, UL2524 2nd Edition Listed HONEYWELL Digital BDA | 13974.15 | 10480.61
328 | New | Bi-Directional Amplifiers | Digital Class A/B BDA | HONBDA-CA-AV-30 | Base Ordering SKU for 1W/+30dBm VHF 136-174 MHz, class A&B, AC & DC.NFPA compliant, UL2524 2nd Edition Listed HONEYWELL Digital BDA | 17356.65 | 13017.49
1070 | New | Bi-Directional Amplifiers | Digital Class A/B BDA | HONBDA-CA-AV-35 | VHF 136-174MHz, 0.25W/+24dBm in VHF, Class A & B, 3.5MHz BW, AC & DC.NFPA compliant, UL2524 2nd Edition Listed HONEYWELL Digital BDA | 25529.4 | 19147.05
133 | New | Bi-Directional Amplifiers | Digital Class A/B BDA | HONBDA-D-727A | PS 700 MHz incl Band 14, Class A,0.5W / +27dBm, DC. NFPA compliant, UL2524 2nd Edition Listed HONEYWELL Digital BDA | 8473.4 | 6355.05
1978 | New | Bi-Directional Amplifiers | Digital Class A/B BDA | HONBDA-D-727AH | PS 700 MHz incl Band 14 High Capacity, Class A,0.5W / +27dBm, DC. NFPA compliant, UL2524 2nd Edition Listed HONEYWELL Digital BDA | 9840 | 7380
2466 | New | Bi-Directional Amplifiers | Digital Class A/B BDA | HONBDA-D-733A | PS 700 MHz incl Band 14, Class A,2W / +33dBm, DC. NFPA compliant, UL2524 2nd Edition Listed HONEYWELL Digital BDA | 9566.65 | 7174.99
| New | Bi-Directional Amplifiers | Digital Class A/B BDA | HONBDA-D-733AH | PS 700 MHz incl Band 14 High Capacity, Class A,2W / +33dBm, DC. NFPA compliant, UL2524 2nd Edition Listed HONEYWELL Digital BDA | 10933.4 | 8200.05
1864 | New | Bi-Directional Amplifiers | Digital Class A/B BDA | HONBDA-D-733B | PS 700 MHz incl Band 14, Class B,2W / +33dBm, DC. NFPA compliant, UL2524 2nd Edition Listed HONEYWELL Digital BDA | 8052.4 | 6039.3
2444 | New | Bi-Directional Amplifiers | Digital Class A/B BDA | HONBDA-D-737A | PS 700 MHz incl Band 14, Class A,5W / +37dBm, DC. NFPA compliant, UL2524 2nd Edition (Listing Pending) HONEYWELL Digital BDA | 10933.4 | 8200.05
2447 | New | Bi-Directional Amplifiers | Digital Class A/B BDA | HONBDA-D-737AH | PS 700 MHz incl Band 14 High Capacity, Class A,5W / +37dBm, DC. NFPA compliant, UL2524 2nd Edition (Listing Pending) HONEYWELL Digital BDA | 13755.5 | 13755.5
2460 | New | Bi-Directional Amplifiers | Digital Class A/B BDA | HONBDA-D-7S27A | PS 700 + 800MHz Dual Band incl Band 14, Class A,0.5W / +27dBm per band, DC. NFPA compliant, UL2524 2nd Edition Listed HONEYWELL Digital BDA | 10250 | 7687.5
285 | New | Bi-Directional Amplifiers | Digital Class A/B BDA | HONBDA-D-7S27B | PS 700 + 800MHz Dual Band incl Band 14, Class B,0.5W / +27dBm per band, DC. NFPA compliant, UL2524 2nd Edition Listed HONEYWELL Digital BDA | 6833.4 | 5125.05
461 | New | Bi-Directional Amplifiers | Digital Class A/B BDA | HONBDA-D-7S33A | PS 700 + 800MHz Dual Band incl Band 14, Class A,2W / +33dBm per band, DC. NFPA compliant, UL2524 2nd Edition Listed HONEYWELL Digital BDA | 11616.65 | 8712.49
1318 | New | Bi-Directional Amplifiers | Digital Class A/B BDA | HONBDA-D-7S33B | PS 700 + 800MHz Dual Band incl Band 14, Class B,2W / +33dBm per band, DC. NFPA compliant, UL2524 2nd Edition Listed HONEYWELL Digital BDA | 10065.5 | 7549.13
220 | New | Bi-Directional Amplifiers | Digital Class A/B BDA | HONBDA-D-7S37A | PS 700 + 800MHz Dual Band incl Band 14, Class A,5W / +37dBm per band, DC. NFPA compliant, UL2524 2nd Edition (Listing Pending) HONEYWELL Digital BDA | 16605 | 16605
1204 | New | Bi-Directional Amplifiers | Digital Class A/B BDA | HONBDA-D-7S37B | PS 700 + 800MHz Dual Band incl Band 14, Class B,5W / +37dBm per band, DC. NFPA compliant, UL2524 2nd Edition (Listing Pending) HONEYWELL Digital BDA | 11705.5 | 8779.13
859 | New | Bi-Directional Amplifiers | Digital Class A/B BDA | HONBDA-D-S27A | PS 800 MHz, Class A,0.5W / +27dBm, DC. NFPA compliant, UL2524 2nd Edition Listed HONEYWELL Digital BDA | 8473.4 | 6355.05
1438 | New | Bi-Directional Amplifiers | Digital Class A/B BDA | HONBDA-D-S27AH | PS 800 MHz High Capacity, Class A,0.5W / +27dBm, DC. NFPA compliant, UL2524 2nd Edition Listed HONEYWELL Digital BDA | 9840 | 7380
1439 | New | Bi-Directional Amplifiers | Digital Class A/B BDA | HONBDA-D-S33A | PS 800 MHz, Class A,2W / +33dBm, DC. NFPA compliant, UL2524 2nd Edition Listed HONEYWELL Digital BDA | 9566.65 | 7174.99
21 | New | Bi-Directional Amplifiers | Digital Class A/B BDA | HONBDA-D-S33AH | PS 800 MHz High Capacity, Class A,2W / +33dBm, DC. NFPA compliant, UL2524 2nd Edition Listed HONEYWELL Digital BDA | 10933.4 | 8200.05
23 | New | Bi-Directional Amplifiers | Digital Class A/B BDA | HONBDA-D-S33B | PS 800 MHz, Class B,2W / +33dBm, DC. NFPA compliant, UL2524 2nd Edition Listed HONEYWELL Digital BDA | 8052.4 | 6039.3
294 | New | Bi-Directional Amplifiers | Digital Class A/B BDA | HONBDA-D-S37A | PS 800 MHz, Class A,5W / +37dBm, DC. NFPA compliant, UL2524 2nd Edition (Listing Pending) HONEYWELL Digital BDA | 10933.4 | 8200.05
1239 | New | Bi-Directional Amplifiers | Digital Class A/B BDA | HONBDA-D-S37AH | PS 800 MHz High Capacity, Class A,5W / +37dBm, DC. NFPA compliant, UL2524 2nd Edition (Listing Pending) HONEYWELL Digital BDA | 15088 | 15088
2000 | New | Bi-Directional Amplifiers | Digital Class A/B BDA | HONBDA-EA-AU-40 | UHF 450-470MHz, 1W/+30dBm in UHF, Class A & B, 4MHz BW, AC & DC.NFPA compliant, UL2524 2nd Edition Listed HONEYWELL Digital BDA | 23978.15 | 17983.61
2001 | New | Bi-Directional Amplifiers | Digital Class A/B BDA | HONBDA-EAAVT3520 | VHF + UHF 136-174MHz + 470-512MHz, 0.25W/+24dBm in VHF, 1W/+30dBmNFPA compliant, UL2524 2nd Edition Listed HONEYWELL Digital BDA in UHF,Class A & B, 3.5MHz BW, AC & DC. | 35690.5 | 26767.88
2002 | New | Bi-Directional Amplifiers | Digital Class A/B BDA | HONBDA-EAAVU3540 | VHF + UHF 136-174MHz + 450-470MHz, 0.25W/+24dBm in VHF, 1W/+30dBm in UHF, Class A & B, 3.5MHz BW, 4MHz BW, AC & DC.NFPA compliant, UL2524 2nd Edition Listed HONEYWELL Digital BDA | 35690.5 | 26767.88
2003 | New | Bi-Directional Amplifiers | Digital Class A/B BDA | HONBDA-EA-AVUT | Base Ordering SKU for 0.5W/+27dBm VHF 136-174 MHz + 1W/+30dBm UHF, Class A&B, AC & DC.NFPA compliant, UL2524 2nd Edition Listed HONEYWELL Digital BDA | 14418.4 | 10813.8
2005 | New | Bi-Directional Amplifiers | Digital Class A/B BDA | HONBDA-EAAVUT-3037 | Base Ordering SKU for 1W/+30dBm VHF 136-174 MHz + 5W/+37dBm UHF, Class A&B, AC & DC.NFPA compliant, UL2524 2nd Edition (Listing Pending) HONEYWELL Digital BDA | 16687 | 16687
2006 | New | Bi-Directional Amplifiers | Digital Class A/B BDA | HONBDA-EA-AVUTM | Base Ordering SKU for 0.5W/+27dBm VHF 136-174 MHz + 1W/+30dBm UHF, Class A&B, AC & DC, Miami Dade.NFPA compliant, UL2524 2nd Edition Listed HONEYWELL Digital BDA | 11616.65 | 8712.49
2004 | New | Bi-Directional Amplifiers | Digital Class A/B BDA | HONBDAEAAVUTM-3037 | Base Ordering SKU for 1W/+30dBm VHF 136-174 MHz + 5W/+37dBm UHF, Class A&B, AC & DC, Miami Dade.NFPA compliant, UL2524 2nd Edition (Listing Pending) HONEYWELL Digital BDA | 16687 | 16687
816 | New | Bi-Directional Amplifiers | Digital Class A/B BDA Enterprise Fiber DAS PSC Fiber DAS | BDA-DPX-CUSTOM-B | External duplexer Unit SKU for Digital BDA and Fiber DAS family, one end, CUSTOM DESIGN, NEMA4 Cabinet (Unit EA.) | 20.1 | 15.08
986 | New | Bi-Directional Amplifiers | Digital Class A/B BDA Enterprise Fiber DAS PSC Fiber DAS | BDA-INT-FIL-001 | VHF, UHF Internal Filter Unit SKU (Unit Ea.) for BDA, Fiber DAS | 21.15 | 15.86
93 | New | Bi-Directional Amplifiers | Enterprise Fiber DAS | GWBDA-A14-A | VHF 136-174MHz + UHF 450-512MHz Enterprise DAS Remote, 0.25W/+24dBm in VHF, 1W/+30dBm in UHF, Class B fullband, non duplexed, AC & DC.NFPA compliant, UL2524 2nd Edition Listed GAMEWELL-FCI Enterprise Fiber DAS | 5313.6 | 3985.2
291 | New | Bi-Directional Amplifiers | Enterprise Fiber DAS | GWBDA-A14-A-3037 | 1W / +30dBm VHF 136-174 MHz + 5W/+37dBm UHF 450-512 MHz Enterprise DAS Remote, Class B, non duplexed, AC & DC.NFPA compliant, UL2524 2nd Edition (Listing Pending) GAMEWELL-FCI Enterprise Fiber DAS | 10095.85 | 7571.89
198 | New | Bi-Directional Amplifiers | Enterprise Fiber DAS | GWBDA-A7S-A | PS 700 + 800MHz Enterprise DAS Remote, incl Band 14, Class B fullband, 2W / +33dBm per band, AC.NFPA compliant, UL2524 2nd Edition Listed GAMEWELL-FCI Enterprise Fiber DAS | 5215.2 | 3911.4
806 | New | Bi-Directional Amplifiers | Enterprise Fiber DAS | GWBDA-A7S-A-37 | PS 700 + 800MHz Enterprise DAS Remote, incl Band 14, Class B fullband, 5W / +37dBm per band, AC.NFPA compliant, UL2524 2nd Edition (Listing Pending) GAMEWELL-FCI Enterprise Fiber DAS | 9908.9 | 7431.68
484 | New | Bi-Directional Amplifiers | Enterprise Fiber DAS | GWBDA-A7S-D | PS 700 + 800MHz Enterprise DAS Remote, incl Band 14, Class B fullband, 2W / +33dBm per band, DC.NFPA compliant, UL2524 2nd Edition Listed GAMEWELL-FCI Enterprise Fiber DAS | 5215.2 | 3911.4
1038 | New | Bi-Directional Amplifiers | Enterprise Fiber DAS | GWBDA-A7S-D-37 | PS 700 + 800MHz Enterprise DAS Remote, incl Band 14, Class B fullband, 5W / +37dBm per band, DC.NFPA compliant, UL2524 2nd Edition (Listing Pending) GAMEWELL-FCI Enterprise Fiber DAS | 9908.9 | 7431.68
1726 | New | Bi-Directional Amplifiers | Enterprise Fiber DAS | GWBDA-A-EM4 | PS 700 + 800MHz Enterprise DAS Master, incl Band 14, Class A, 2W / +33dBm per band, AC. NFPA compliant, UL2524 2nd Edition Listed GAMEWELL-FCI Enterprise Fiber DAS | 15901.15 | 11925.86
| New | Bi-Directional Amplifiers | Enterprise Fiber DAS | GWBDA-A-EM4-37 | PS 700 + 800MHz Enterprise DAS Master, incl Band 14, Class A, 5W / +37dBm per band, AC. NFPA compliant, UL2524 2nd Edition (Listing Pending) GAMEWELL-FCI Enterprise Fiber DAS | 19878.15 | 14908.61
186 | New | Bi-Directional Amplifiers | Enterprise Fiber DAS | GWBDA-D-EM4 | PS 700 + 800MHz Enterprise DAS Master, incl Band 14, Class A, 2W / +33dBm per band, DC. NFPA compliant, UL2524 2nd Edition Listed GAMEWELL-FCI Enterprise Fiber DAS | 15901.15 | 11925.86
187 | New | Bi-Directional Amplifiers | Enterprise Fiber DAS | GWBDA-D-EM4-37 | PS 700 + 800MHz Enterprise DAS Master, incl Band 14, Class A, 5W / +37dBm per band, DC. NFPA compliant, UL2524 2nd Edition (Listing Pending) GAMEWELL-FCI Enterprise Fiber DAS | 19878.15 | 14908.61
817 | New | Bi-Directional Amplifiers | Enterprise Fiber DAS | GWBDA-EAE4AVU3037 | Base Ordering SKU for 1W/+30dBm VHF 136-174 MHz + 5W/+37dBm UHF Master Enterprise DAS 4 FO ports, Class A&B.AC & DC.NFPA compliant, UL2524 2nd Edition (Listing Pending) GAMEWELL-FCI Enterprise Fiber DAS | 20657.15 | 15492.86
2634 | New | Bi-Directional Amplifiers | Enterprise Fiber DAS | GWBDA-EA-E4-AVUT | Base Ordering SKU for 0.25W/+24dBm VHF 136-174 MHz + 1W/+30dBm UHF Master Enterprise DAS 4 FO ports, Class A&B.AC & DC.NFPA compliant, UL2524 2nd Edition Listed GAMEWELL-FCI Enterprise Fiber DAS | 18463.65 | 13847.74
1672 | New | Bi-Directional Amplifiers | Enterprise Fiber DAS | HONBDA-A14-A | VHF 136-174MHz + UHF 450-512MHz Enterprise DAS Remote, 0.25W/+24dBm in VHF, 1W/+30dBm in UHF, Class B fullband, non duplexed, AC & DC.NFPA compliant, UL2524 2nd Edition Listed HONEYWELL Enterprise Fiber DAS | 5313.6 | 3985.2
1675 | New | Bi-Directional Amplifiers | Enterprise Fiber DAS | HONBDA-A14-A-3037 | 1W / +30dBm VHF 136-174 MHz + 5W/+37dBm UHF 450-512 MHz Enterprise DAS Remote, Class B, non duplexed, AC & DC.NFPA compliant, UL2524 2nd Edition (Listing Pending) HONEYWELL Enterprise Fiber DAS | 9348 | 9348
1680 | New | Bi-Directional Amplifiers | Enterprise Fiber DAS | HONBDA-A7S-A | PS 700 + 800MHz Enterprise DAS Remote, incl Band 14, Class B fullband, 2W / +33dBm per band, AC.NFPA compliant, UL2524 2nd Edition Listed HONEYWELL Enterprise Fiber DAS | 5215.2 | 3911.4
1684 | New | Bi-Directional Amplifiers | Enterprise Fiber DAS | HONBDA-A7S-A-37 | PS 700 + 800MHz Enterprise DAS Remote, incl Band 14, Class B fullband, 5W / +37dBm per band, AC.NFPA compliant, UL2524 2nd Edition (Listing Pending) HONEYWELL Enterprise Fiber DAS | 9348 | 9348
77 | New | Bi-Directional Amplifiers | Enterprise Fiber DAS | HONBDA-A7S-D | PS 700 + 800MHz Enterprise DAS Remote, incl Band 14, Class B fullband, 2W / +33dBm per band, DC.NFPA compliant, UL2524 2nd Edition Listed HONEYWELL Enterprise Fiber DAS | 5215.2 | 3911.4
469 | New | Bi-Directional Amplifiers | Enterprise Fiber DAS | HONBDA-A7S-D-37 | PS 700 + 800MHz Enterprise DAS Remote, incl Band 14, Class B fullband, 5W / +37dBm per band, DC.NFPA compliant, UL2524 2nd Edition (Listing Pending) HONEYWELL Enterprise Fiber DAS | 9348 | 9348
1423 | New | Bi-Directional Amplifiers | Enterprise Fiber DAS | HONBDA-A-EM4 | PS 700 + 800MHz Enterprise DAS Master, incl Band 14, Class A, 2W / +33dBm per band, AC. NFPA compliant, UL2524 2nd Edition Listed HONEYWELL Enterprise Fiber DAS | 15901.15 | 11925.86
57 | New | Bi-Directional Amplifiers | Enterprise Fiber DAS | HONBDA-A-EM4-37 | PS 700 + 800MHz Enterprise DAS Master, incl Band 14, Class A, 5W / +37dBm per band, AC. NFPA compliant, UL2524 2nd Edition (Listing Pending) HONEYWELL Enterprise Fiber DAS | 19874.75 | 19874.75
58 | New | Bi-Directional Amplifiers | Enterprise Fiber DAS | HONBDA-D-EM4 | PS 700 + 800MHz Enterprise DAS Master, incl Band 14, Class A, 2W / +33dBm per band, DC. NFPA compliant, UL2524 2nd Edition Listed HONEYWELL Enterprise Fiber DAS | 15901.15 | 11925.86
244 | New | Bi-Directional Amplifiers | Enterprise Fiber DAS | HONBDA-D-EM4-37 | PS 700 + 800MHz Enterprise DAS Master, incl Band 14, Class A, 5W / +37dBm per band, DC. NFPA compliant, UL2524 2nd Edition (Listing Pending) HONEYWELL Enterprise Fiber DAS | 19874.75 | 19874.75
1807 | New | Bi-Directional Amplifiers | Enterprise Fiber DAS | HONBDA-EAE4AVU3037 | Base Ordering SKU for 1W/+30dBm VHF 136-174 MHz + 5W/+37dBm UHF Master Enterprise DAS 4 FO ports, Class A&B.AC & DC.NFPA compliant, UL2524 2nd Edition (Listing Pending) HONEYWELL Enterprise Fiber DAS | 19833.75 | 19833.75
1808 | New | Bi-Directional Amplifiers | Enterprise Fiber DAS | HONBDA-EA-E4-AVUT | Base Ordering SKU for 0.25W/+24dBm VHF 136-174 MHz + 1W/+30dBm UHF Master Enterprise DAS 4 FO ports, Class A&B.AC & DC.NFPA compliant, UL2524 2nd Edition Listed HONEYWELL Enterprise Fiber DAS | 18463.65 | 13847.74
1039 | Discontinued | Bi-Directional Amplifiers | GW-FCI Class A Signal Booster / BDA | GW-BDA7800-D5-2A | DISCONTINUED - Replaced by new BDA & Fiber DAS Portfolio | 0 | 0
473 | Discontinued | Bi-Directional Amplifiers | GW-FCI Class A Signal Booster / BDA | GW-BDA800-D5-1A | DISCONTINUED - Replaced by new BDA & Fiber DAS Portfolio | 0 | 0
788 | Discontinued | Bi-Directional Amplifiers | GW-FCI Class A Signal Booster / BDA | HON-BDA400-D5-1A | DISCONTINUED - Replaced by new BDA & Fiber DAS Portfolio | 0 | 0
932 | Discontinued | Bi-Directional Amplifiers | GW-FCI Class A Signal Booster / BDA | HON-BDA7800-D5-2A | DISCONTINUED - Replaced by new BDA & Fiber DAS Portfolio | 0 | 0
293 | Discontinued | Bi-Directional Amplifiers | GW-FCI Class A Signal Booster / BDA | HON-BDA800-D5-1A | DISCONTINUED - Replaced by new BDA & Fiber DAS Portfolio | 0 | 0
1207 | Discontinued | Bi-Directional Amplifiers | GW-FCI Class B Signal Booster / BDA | GW-BDA150-1B | DISCONTINUED - Replaced by new BDA & Fiber DAS Portfolio | 0 | 0
1828 | Discontinued | Bi-Directional Amplifiers | GW-FCI Class B Signal Booster / BDA | GW-BDA400-1B | DISCONTINUED - Replaced by new BDA & Fiber DAS Portfolio | 0 | 0
457 | Discontinued | Bi-Directional Amplifiers | GW-FCI Class B Signal Booster / BDA | GW-BDA400-2B | DISCONTINUED - Replaced by new BDA & Fiber DAS Portfolio | 0 | 0
1725 | Discontinued | Bi-Directional Amplifiers | GW-FCI Class B Signal Booster / BDA | GW-BDA400-D5-1B | DISCONTINUED - Replaced by new BDA & Fiber DAS Portfolio | 0 | 0
2478 | Discontinued | Bi-Directional Amplifiers | GW-FCI Class B Signal Booster / BDA | GW-BDA700-1B | DISCONTINUED - Replaced by new BDA & Fiber DAS Portfolio | 0 | 0
818 | Discontinued | Bi-Directional Amplifiers | GW-FCI Class B Signal Booster / BDA | GW-BDA7800-2B | DISCONTINUED - Replaced by new BDA & Fiber DAS Portfolio | 0 | 0
1898 | Discontinued | Bi-Directional Amplifiers | GW-FCI Class B Signal Booster / BDA | GW-BDA7800-D5-2B | DISCONTINUED - Replaced by new BDA & Fiber DAS Portfolio | 0 | 0
793 | Discontinued | Bi-Directional Amplifiers | GW-FCI Class B Signal Booster / BDA | GW-BDA800-1B | DISCONTINUED - Replaced by new BDA & Fiber DAS Portfolio | 0 | 0
402 | Discontinued | Bi-Directional Amplifiers | GW-FCI Class B Signal Booster / BDA | GW-BDA800-D5-1B | DISCONTINUED - Replaced by new BDA & Fiber DAS Portfolio | 0 | 0
1983 | Discontinued | Bi-Directional Amplifiers | GW-FCI Class B Signal Booster / BDA | HON-BDA400-D5-1B | DISCONTINUED - Replaced by new BDA & Fiber DAS Portfolio | 0 | 0
2448 | Discontinued | Bi-Directional Amplifiers | GW-FCI Class B Signal Booster / BDA | HON-BDA7800-D5-2B | DISCONTINUED - Replaced by new BDA & Fiber DAS Portfolio | 0 | 0
2455 | Discontinued | Bi-Directional Amplifiers | GW-FCI Class B Signal Booster / BDA | HON-BDA800-D5-1B | DISCONTINUED - Replaced by new BDA & Fiber DAS Portfolio | 0 | 0
34 | Discontinued | Bi-Directional Amplifiers | Honeywell Class B Signal Booster / BDA | HON-BDA150-1B | DISCONTINUED - Replaced by new BDA & Fiber DAS Portfolio | 0 | 0
297 | Discontinued | Bi-Directional Amplifiers | Honeywell Class B Signal Booster / BDA | HON-BDA400-1B | DISCONTINUED - Replaced by new BDA & Fiber DAS Portfolio | 0 | 0
292 | Discontinued | Bi-Directional Amplifiers | Honeywell Class B Signal Booster / BDA | HON-BDA400-2B | DISCONTINUED - Replaced by new BDA & Fiber DAS Portfolio | 0 | 0
327 | Discontinued | Bi-Directional Amplifiers | Honeywell Class B Signal Booster / BDA | HON-BDA700-1B | DISCONTINUED - Replaced by new BDA & Fiber DAS Portfolio | 0 | 0
1447 | Discontinued | Bi-Directional Amplifiers | Honeywell Class B Signal Booster / BDA | HON-BDA7800-2B | DISCONTINUED - Replaced by new BDA & Fiber DAS Portfolio | 0 | 0
565 | Discontinued | Bi-Directional Amplifiers | Honeywell Class B Signal Booster / BDA | HON-BDA800-1B | DISCONTINUED - Replaced by new BDA & Fiber DAS Portfolio | 0 | 0
567 | New | Bi-Directional Amplifiers | PASSIVE DAS | BDA-2HB12-JPLR-1K | 1000' Cable Dragonskin, UL 2196 listed 2-hour rated 1/2" plenum cable, RFS 2HB12-50JPLR | 146233.4 | 109675.05
1985 | New | Bi-Directional Amplifiers | PASSIVE DAS | BDA-A-BRKT-1 | L bracket for DAS antenna with 4" ground plane | 28.7 | 21.53
1987 | New | Bi-Directional Amplifiers | PASSIVE DAS | BDA-CLAMP-12-10 | Cable Hanger Dragonskin (Pack of 10), RFS CLAMP-12 | 30.75 | 23.06
32 | New | Bi-Directional Amplifiers | PASSIVE DAS | BDA-DBC-12 | DUAL BAND COMBINER, 136-174 + 380-520, 50W PER BAND, N(F) CONNECTORS | 669.65 | 502.24
289 | New | Bi-Directional Amplifiers | PASSIVE DAS | BDA-DBC-22 | DUAL BAND COMBINER, 136-520 + 690-2700, 50W PER BAND, N(F) CONNECTORS | 1134.4 | 850.8
1055 | New | Bi-Directional Amplifiers | PASSIVE DAS | BDA-DC10-L2 | RF DIRECTIONAL COUPLER, 136-870 MHz, 10dB, 200W | 191.4 | 143.55
1545 | New | Bi-Directional Amplifiers | PASSIVE DAS | BDA-DC10-W2 | RF DIRECTIONAL COUPLER, 698-2690 MHz, 10dB, 300W | 82 | 61.5
6 | New | Bi-Directional Amplifiers | PASSIVE DAS | BDA-DC15-L2 | RF DIRECTIONAL COUPLER, 136-870 MHz, 15dB, 200W | 191.4 | 143.55
60 | New | Bi-Directional Amplifiers | PASSIVE DAS | BDA-DC15-W2 | RF DIRECTIONAL COUPLER, 698-2690 MHz, 15dB, 300W | 82 | 61.5
12 | New | Bi-Directional Amplifiers | PASSIVE DAS | BDA-DC20-L2 | RF DIRECTIONAL COUPLER, 136-870 MHz, 20dB, 200W | 191.4 | 143.55
13 | New | Bi-Directional Amplifiers | PASSIVE DAS | BDA-DC20-W2 | RF DIRECTIONAL COUPLER, 698-2690 MHz, 20dB, 300W | 82 | 61.5
315 | New | Bi-Directional Amplifiers | PASSIVE DAS | BDA-DC30-L2 | RF DIRECTIONAL COUPLER, 136-870 MHz, 30dB, 200W | 191.4 | 143.55
814 | New | Bi-Directional Amplifiers | PASSIVE DAS | BDA-DC30-W2 | RF DIRECTIONAL COUPLER, 698-2690 MHz, 30dB, 300W | 82 | 61.5
1791 | New | Bi-Directional Amplifiers | PASSIVE DAS | BDA-DC6-L2 | RF DIRECTIONAL COUPLER, 136-870 MHz, 6dB, 200W | 191.4 | 143.55
81 | New | Bi-Directional Amplifiers | PASSIVE DAS | BDA-DC6-W2 | RF DIRECTIONAL COUPLER, 698-2690 MHz, 6dB, 300W | 82 | 61.5
578 | New | Bi-Directional Amplifiers | PASSIVE DAS | BDA-DC8-L2 | RF DIRECTIONAL COUPLER, 136-870 MHz, 8dB, 200W | 191.4 | 143.55
580 | New | Bi-Directional Amplifiers | PASSIVE DAS | BDA-DDA450512-2-1 | Donor Antenna, Inox Dipole, 450-512MHz 2 dBi | 774.9 | 581.18
1258 | New | Bi-Directional Amplifiers | PASSIVE DAS | BDA-FA-150175-2-1 | DAS Antenna, Low Profile 150-175MHz | 165.35 | 124.01
2546 | New | Bi-Directional Amplifiers | PASSIVE DAS | BDA-FA-450470-2-1 | DAS Antenna, Fiberglass 450-470MHz, 2.1 dBi | 112.05 | 84.04
1996 | New | Bi-Directional Amplifiers | PASSIVE DAS | BDA-FA-470490-2-1 | DAS Antenna, Fiberglass 470-490MHz , 2.1 dBi | 112.05 | 84.04
5 | New | Bi-Directional Amplifiers | PASSIVE DAS | BDA-FA-763805-2-1 | DAS Antenna, Fiberglass 763-805MHz , 2.1 dBi | 112.05 | 84.04
1210 | New | Bi-Directional Amplifiers | PASSIVE DAS | BDA-FA-763869-2-1 | DAS Antenna, Fiberglass 763-869MHz, 4 dBi | 112.05 | 84.04
1057 | New | Bi-Directional Amplifiers | PASSIVE DAS | BDA-FA-763869-2-2 | DAS Antenna, Fiberglass 763-869MHz,2.1dBi | 105.3 | 78.98
1060 | New | Bi-Directional Amplifiers | PASSIVE DAS | BDA-FA-806869-2-1 | DAS Antenna, Fiberglass 806-869MHz , 2.1 dBi | 112.05 | 84.04
1307 | New | Bi-Directional Amplifiers | PASSIVE DAS | BDA-GNDKIT1 | Coaxial Cable Grounding Kit | 15.1 | 11.33
2469 | New | Bi-Directional Amplifiers | PASSIVE DAS | BDA-HC3-L2 | 3dB HYBRID COUPLER. 136 - 870 MHz. N(f), 200W | 230.95 | 173.21
302 | New | Bi-Directional Amplifiers | PASSIVE DAS | BDA-HC3-W2 | 3dB HYBRID COUPLER. 700 - 2700 MHz. N(f), 300W | 155.8 | 116.85
80 | New | Bi-Directional Amplifiers | PASSIVE DAS | BDA-HEAT-2HB-20 | Heat Shrink Tubes Dragonskin (Pack of 20), RFS HEAT-2HB-20 | 17.75 | 13.31
1262 | New | Bi-Directional Amplifiers | PASSIVE DAS | BDA-ICA12-JPLLR-1K | 1000' Plenum Red Cable 1/2" Aluminum,RFS ICA12-50JPLLR | 2083.85 | 1562.89
864 | New | Bi-Directional Amplifiers | PASSIVE DAS | BDA-ICA12-JPLR-1K | 1000' Plenum Red Cable 1/2" Copper, RFS ICA12-50JPLR | 2944.85 | 2208.64
1440 | New | Bi-Directional Amplifiers | PASSIVE DAS | BDA-LD-05 | TERMIATION LOADS - 5W, 50 ohms, N(m) | 31.5 | 23.63
59 | New | Bi-Directional Amplifiers | PASSIVE DAS | BDA-LD-50 | TERMINATION LOADS - 50W, 50 ohms, N(M) | 98.4 | 73.8
1850 | New | Bi-Directional Amplifiers | PASSIVE DAS | BDA-MBC-312 | MULTIBAND COMBINER. VHF + UHF + PS700/800MHz, 50W per band, N(f) connectors. | 1079.65 | 809.74
145 | New | Bi-Directional Amplifiers | PASSIVE DAS | BDA-NATTEN-0505 | ATTENUATOR, 5W, 5dB, N TYPE CONNECTORS | 45.1 | 33.83
61 | New | Bi-Directional Amplifiers | PASSIVE DAS | BDA-NATTEN-0510 | ATTENUATOR, 5W, 10dB, N TYPE CONNECTORS | 45.1 | 33.83
1059 | New | Bi-Directional Amplifiers | PASSIVE DAS | BDA-NATTEN-0515 | ATTENUATOR, 5W, 15dB, N TYPE CONNECTORS | 45.1 | 33.83
1338 | New | Bi-Directional Amplifiers | PASSIVE DAS | BDA-NATTEN-0520 | ATTENUATOR, 5W, 20dB, N TYPE CONNECTORS | 45.1 | 33.83
304 | New | Bi-Directional Amplifiers | PASSIVE DAS | BDA-NATTEN-0530 | ATTENUATOR, 5W, 30dB, N TYPE CONNECTORS | 45.1 | 33.83
96 | New | Bi-Directional Amplifiers | PASSIVE DAS | BDA-NF-ICA12-JPLLR | N(f) connector for RFS ICA12-50JPLLR (1/2" plenum aluminium cable) | 16.4 | 12.3
466 | New | Bi-Directional Amplifiers | PASSIVE DAS | BDA-NF-LCF12-C03 | N Female Standard Connector for 1/2" Plenum Cable & Dragonskin, RFS NF-LCF12-C03 | 16.4 | 12.3
92 | New | Bi-Directional Amplifiers | PASSIVE DAS | BDA-NF-LCF12-D01 | N Female Premium Connector for 1/2" Plenum Cable & Dragonskin, RFS NF-LCF12-D01 | 25.35 | 19.01
1203 | New | Bi-Directional Amplifiers | PASSIVE DAS | BDA-NFST-NFST | Straight N Female to N Female Adapter | 9.55 | 7.16
1289 | New | Bi-Directional Amplifiers | PASSIVE DAS | BDA-NM-ICA12-JPLLR | N(m) connector for RFS ICA12-50JPLLR (1/2" plenum aluminium cable) | 13.65 | 10.24
131 | New | Bi-Directional Amplifiers | PASSIVE DAS | BDA-NM-LCF12-C03 | N Male Standard Connector for 1/2" Plenum Cable & Dragonskin, RFS NM-LCF12-C03 | 13.65 | 10.24
2065 | New | Bi-Directional Amplifiers | PASSIVE DAS | BDA-NM-LCF12-D01 | N Male Premium Connector for 1/2" Plenum Cable & Dragonskin, RFS NM-LCF12-D01 | 22.55 | 16.91
397 | New | Bi-Directional Amplifiers | PASSIVE DAS | BDA-NMRA-NFRA | Right Angle N Male to N Female Adapter | 11 | 8.25
858 | New | Bi-Directional Amplifiers | PASSIVE DAS | BDA-NM-RG58-05-NM | Coaxial Cable Jumper NM-NM RG58, 18" long | 19.2 | 14.4
1719 | New | Bi-Directional Amplifiers | PASSIVE DAS | BDA-NM-RG58-10-NM | Coaxial Cable Jumper NM-NM RG58, 37" long | 19.2 | 14.4
1720 | New | Bi-Directional Amplifiers | PASSIVE DAS | BDA-NM-RG58-12-NF | Coaxial Cable Jumper NM-NF RG58, 48" long | 25.95 | 19.46
1962 | New | Bi-Directional Amplifiers | PASSIVE DAS | BDA-NM-RG8-08-NM | Coaxial Cable Jumper NM-NM Flexible RG8, 24" long, For Donor Antenna | 25.95 | 19.46
2446 | New | Bi-Directional Amplifiers | PASSIVE DAS | BDA-NM-RG8-13-NM | Coaxial Cable Jumper NM-NM 1/4" Superflex, Outdoor UV, 48" long | 24.6 | 18.45
15 | New | Bi-Directional Amplifiers | PASSIVE DAS | BDA-NM-RN4P-03-NM | Coaxial Cable Jumper NM-NM Plenum, UL Listed Red Cable, 10" long | 24.6 | 18.45
777 | New | Bi-Directional Amplifiers | PASSIVE DAS | BDA-NM-RN4P-05-NM | Coaxial Cable Jumper NM-NM Plenum, UL Listed Red Cable, 18" long | 31.5 | 23.63
1333 | New | Bi-Directional Amplifiers | PASSIVE DAS | BDA-NM-RN4P-10-NM | Coaxial Cable Jumper NM-NM Plenum, UL Listed Red Cable, 37" long | 41 | 30.75
1334 | New | Bi-Directional Amplifiers | PASSIVE DAS | BDA-OIA-1301000-2 | Omni indoor 130-1000MHz 2.3dBi | 396.4 | 297.3
1335 | New | Bi-Directional Amplifiers | PASSIVE DAS | BDA-OIA-136174-2-1 | Omni indoor136-174MHz 2dBi | 61.5 | 46.13
1336 | New | Bi-Directional Amplifiers | PASSIVE DAS | BDA-OIA-350600-2-1 | Omni indoor 350-600MHz 2dBi | 79.25 | 59.44
1337 | New | Bi-Directional Amplifiers | PASSIVE DAS | BDA-OIA-3851-6996 | Omni indoor 380-512 / 698-960MHz 2dBi/3dBi | 205 | 153.75
1692 | New | Bi-Directional Amplifiers | PASSIVE DAS | BDA-OIA-698869-3-1 | Omni indoor 698-869MHz 3dBi | 21.85 | 16.39
1744 | New | Bi-Directional Amplifiers | PASSIVE DAS | BDA-P8AX09-6G-N/FF | Coaxial surge protector, UL listed | 101.2 | 75.9
406 | New | Bi-Directional Amplifiers | PASSIVE DAS | BDA-PIA-380869-4-1 | Directional Panel indoor 380-869MHz, 3 dBi | 205 | 153.75
1829 | New | Bi-Directional Amplifiers | PASSIVE DAS | BDA-PIA-450512-4-1 | Directional Panel indoor 450-512MHz, 4 dBi | 112.05 | 84.04
1921 | New | Bi-Directional Amplifiers | PASSIVE DAS | BDA-PIA-763869-6-1 | Directional Panel indoor 763-869MHz, 6 dBi | 35.6 | 26.7
1922 | New | Bi-Directional Amplifiers | PASSIVE DAS | BDA-PS2-L2 | POWER SPLITTERS, HIGH POWER, BROADBAND. 136-870 MHz. Broadband power splitter, 2 way, 100W as splitter, N(f) | 211.9 | 158.93
478 | New | Bi-Directional Amplifiers | PASSIVE DAS | BDA-PS2-W2 | POWER SPLITTERS, HIGH POWER, BROADBAND. 698-2700 MHz. Broadband power splitter, 2 way, 50W as splitter, N(f) | 57.4 | 43.05
2631 | New | Bi-Directional Amplifiers | PASSIVE DAS | BDA-PS3-L2 | POWER SPLITTERS, HIGH POWER, BROADBAND. 136-870 MHz. Broadband power splitter, 3 way, 100W as splitter, N(f) | 243.25 | 182.44
1979 | New | Bi-Directional Amplifiers | PASSIVE DAS | BDA-PS3-W2 | POWER SPLITTERS, HIGH POWER, BROADBAND. 698-2700 MHz. Broadband power splitter, 3 way, 50W as splitter, N(f) | 60.2 | 45.15
14 | New | Bi-Directional Amplifiers | PASSIVE DAS | BDA-PS4-L2 | POWER SPLITTERS, HIGH POWER, BROADBAND. 136-870 MHz. Broadband power splitter, 4 way, 100W as splitter, N(f) | 274.7 | 206.03
1753 | New | Bi-Directional Amplifiers | PASSIVE DAS | BDA-PS4-W2 | POWER SPLITTERS, HIGH POWER, BROADBAND. 698-2700 MHz. Broadband power splitter, 4 way, 50W as splitter, N(f) | 84.8 | 63.6
1237 | Discontinued | Bi-Directional Amplifiers | PASSIVE DAS | BDA-TOOL-CBLTRIM12 | DISCONTINUED | 0 | 0
7 | Discontinued | Bi-Directional Amplifiers | PASSIVE DAS | BDA-TOOL-CBLTRIM14 | DISCONTINUED | 0 | 0
2024 | New | Bi-Directional Amplifiers | PASSIVE DAS | BDA-TRIM-2HB12-C03 | Trim Tool Dragonskin Standard Connector, RFS TRIM-SET-2HB12-C03 | 205 | 153.75
2025 | New | Bi-Directional Amplifiers | PASSIVE DAS | BDA-TRIM-2HB12-E01 | Trim Tool Dragonskin Premium Connector, RFS TRIM-SET-2HB12-E01 | 205 | 153.75
2027 | New | Bi-Directional Amplifiers | PASSIVE DAS | BDA-TRIM-ICA12-C02 | Trim Tool for 1/2" Plenum Cable & Standard Connector, RFS TRIM-ICA12-C02 | 266.5 | 199.88
863 | New | Bi-Directional Amplifiers | PASSIVE DAS | BDA-TRIM-L12-D01 | Trim tool for 1/2" Plenunum Cable & Premium Connector, RFS TRIM-SET-L12-D01 | 143.5 | 107.63
811 | New | Bi-Directional Amplifiers | PASSIVE DAS | BDA-WPK-ATBC40_01 | Weatherproofing Silicone Coldshrink for EOL Assembly, 9.8"L | 27.4 | 20.55
1208 | Discontinued | Bi-Directional Amplifiers | PASSIVE DAS | BDA-YDA150175-11-1 | Donor Antenna, Yagi Directional 150-175MHz, 7 dBi | 0 | 0
856 | New | Bi-Directional Amplifiers | PASSIVE DAS | BDA-YDA450470-9-1 | Donor Antenna, Yagi Directional 450-470MHz 10 dBi | 262.4 | 196.8
790 | New | Bi-Directional Amplifiers | PASSIVE DAS | BDA-YDA470490-9-1 | Donor Antenna, Yagi Directional 470-490MHz 10 dBi | 262.4 | 196.8
476 | New | Bi-Directional Amplifiers | PASSIVE DAS | BDA-YDA490512-9-1 | Donor Antenna, Yagi Directional 490-512MHz 10 dBi | 262.4 | 196.8
475 | New | Bi-Directional Amplifiers | PASSIVE DAS | BDA-YDA763869-14-1 | Donor Antenna, Yagi Directional 763-869MHz, 14 dBi | 109.4 | 82.05
2578 | New | Bi-Directional Amplifiers | PASSIVE DAS | BDA-YDA763869-9-1 | Donor Antenna, Yagi Directional 763-869MHz, 10 dBi | 106.6 | 79.95
2579 | New | Bi-Directional Amplifiers | PCTEL | BDA-09500-04 | PCTEL Public Safety Network Testing Solution – P25 and Cellular | 50826.4 | 38119.8
477 | New | Bi-Directional Amplifiers | PCTEL | BDA-09500-05 | PCTEL Public Safety Network Testing Solution – P25 | 26609 | 19956.75
2032 | New | Bi-Directional Amplifiers | PCTEL | BDA-09500-06 | PCTEL Public Safety Network Testing Solution – P25 and ATT/Verizon Cellular | 38943.15 | 29207.36
1997 | New | Bi-Directional Amplifiers | PCTEL | BDA-09500-13 | DMR Network Testing Solution (IBflex) | 26609 | 19956.75
1998 | New | Bi-Directional Amplifiers | PCTEL | BDA-09500-14 | TETRA Network Testing Solution (IBflex) | 26609 | 19956.75
290 | New | Bi-Directional Amplifiers | PCTEL | BDA-OP416 | Dual Battery Power Pack and Charger Kit - IBflex (Includes 2 batteries) | 1756.15 | 1317.11
3 | New | Bi-Directional Amplifiers | PCTEL | BDA-OP429 | Spare Battery - IBflex | 164 | 123
4 | New | Bi-Directional Amplifiers | PCTEL | BDA-OPS126-X | SeeHawk Touch Annual Maintenance Software Support for Permanent License (Each) | 1428.15 | 1071.11
1947 | New | Bi-Directional Amplifiers | PCTEL | BDA-OPT005-1 | Certification Training for SeeHawk Touch Public Safety Package - Customer Additional Seat/Person | 457.9 | 343.43
1963 | New | Bi-Directional Amplifiers | PCTEL | BDA-OPT005-C | Virtual Certification Training for SeeHawk Touch Public Safety Package - 1 day for up to 5 people (North America) | 3239 | 2429.25
146 | New | Bi-Directional Amplifiers | PSC Fiber DAS | BDA-PSC-AR-1UNIT | PSC DAS Additional FO port support (unit EA.) | 3006.65 | 2254.99
861 | New | Bi-Directional Amplifiers | PSC Fiber DAS | GWBDA-7S-D-RMA | Rack mount, VHF + UHF or 700 + 800 + Band 14, direct connection, 64ch filters (Class A) + 4 Adb BW (Class B) per band, 8 optical ports, non-Over The Air, GAMEWELL-FCI | 16692.65 | 12519.49
2556 | New | Bi-Directional Amplifiers | PSC Fiber DAS | GWBDA-A-7S33AR1 | PS 700 + 800MHz Public Safety Centric DAS Remote, including Band 14, class A, 2W/+33dBm per band, AC.NFPA compliant, UL2524 2nd Edition (Listing Pending) GAMEWELL-FCI PSC Fiber DAS | 8269.3 | 6201.98
810 | New | Bi-Directional Amplifiers | PSC Fiber DAS | GWBDA-A-7S37AR1 | PS 700 + 800MHz Public Safety Centric DAS Remote, including Band 14, class A, 5W/+37dBm per band, AC.NFPA compliant, UL2524 2nd Edition (Listing Pending) GAMEWELL-FCI PSC Fiber DAS | 13093.05 | 9819.79
2573 | New | Bi-Directional Amplifiers | PSC Fiber DAS | GWBDA-CA-M-AUT | Base Ordering SKU for UHF PSC Master, Class A&B,AC & DC.NFPA compliant, UL2524 2nd Edition (Listing Pending) GAMEWELL-FCI PSC Fiber DAS | 20684.5 | 15513.38
2574 | New | Bi-Directional Amplifiers | PSC Fiber DAS | GWBDA-CA-M-AV | Base Ordering SKU for VHF 136-174 MHz PSC Master, Class A&B, AC & DC.NFPA compliant, UL2524 2nd Edition (Listing Pending) GAMEWELL-FCI PSC Fiber DAS | 21217.5 | 15913.13
2576 | New | Bi-Directional Amplifiers | PSC Fiber DAS | GWBDA-CA-R1-AUT | Base Ordering SKU for PSC Remote, 1W/+30 dBm UHF,Class A&B, AC & DC.NFPA compliant, UL2524 2nd Edition (Listing Pending) GAMEWELL-FCI PSC Fiber DAS | 14596 | 10947
1809 | New | Bi-Directional Amplifiers | PSC Fiber DAS | GWBDA-CAR1AUT3037 | Base Ordering SKU for PSC Remote, 5W/+37dBm UHF,Class A&B, AC & DC.NFPA compliant, UL2524 2nd Edition (Listing Pending) GAMEWELL-FCI PSC Fiber DAS | 18122 | 13591.5
62 | New | Bi-Directional Amplifiers | PSC Fiber DAS | GWBDA-CA-R1-AV | Base Ordering SKU for PSC Remote, 0.25W/+24dBm VHF 136-174 MHz,Class A&B, AC & DC.NFPA compliant, UL2524 2nd Edition (Listing Pending) GAMEWELL-FCI PSC Fiber DAS | 15006 | 11254.5
63 | New | Bi-Directional Amplifiers | PSC Fiber DAS | GWBDA-CAR1AV3037 | Base SKU for PSC Remote, 1W/+30dBm VHF 136-174 MHz,Class A&B, AC & DC.NFPA compliant, UL2524 2nd Edition (Listing Pending) GAMEWELL-FCI PSC Fiber DAS | 18627.65 | 13970.74
129 | New | Bi-Directional Amplifiers | PSC Fiber DAS | GWBDA-D-7S33AR1 | PS 700 + 800MHz Public Safety Centric DAS Remote, including Band 14, class A, 2W/+33dBm per band, DC.NFPA compliant, UL2524 2nd Edition (Listing Pending) GAMEWELL-FCI PSC Fiber DAS | 8269.3 | 6201.98
1969 | New | Bi-Directional Amplifiers | PSC Fiber DAS | GWBDA-D-7S37AR1 | PS 700 + 800MHz Public Safety Centric DAS Remote, including Band 14, class A, 5W/+37dBm per band, DC.NFPA compliant, UL2524 2nd Edition (Listing Pending) GAMEWELL-FCI PSC Fiber DAS | 13093.05 | 9819.79
2068 | New | Bi-Directional Amplifiers | PSC Fiber DAS | GWBDA-DH7S-A-M | PS 700 + 800MHz Public Safety Centric DAS Master, incl Band 14, class A & B, 0.25W /+24dBm UL, AC & DC.NFPA compliant, UL2524 2nd Edition (Listing Pending) GAMEWELL-FCI PSC Fiber DAS | 13038 | 9778.5
2069 | New | Bi-Directional Amplifiers | PSC Fiber DAS | GWBDA-EA-M-AVUT | Base Ordering SKU for VHF 136-174 MHz + UHF PSC Master, Class A&B, AC & DC.NFPA compliant, UL2524 2nd Edition (Listing Pending) GAMEWELL-FCI PSC Fiber DAS | 21408.9 | 16056.68
2074 | New | Bi-Directional Amplifiers | PSC Fiber DAS | GWBDA-EAR1AVU3037 | Base Ordering SKU for PSC Remote, 1W/+30dBm VHF 136-174MHz+ 5W/+37dBm UHF,Class A&B,AC & DC.NFPA compliant, UL2524 2nd Edition (Listing Pending) GAMEWELL-FCI PSC Fiber DAS | 25645.5 | 19234.13
2075 | New | Bi-Directional Amplifiers | PSC Fiber DAS | GWBDA-EA-R1-AVUT | Base Ordering SKU for PSC Remote, 0.25W/24dBm VHF 136-174 MHz + 1W/+30dBm UHF,Class A&B,AC & DC.NFPA compliant, UL2524 2nd Edition (Listing Pending) GAMEWELL-FCI PSC Fiber DAS | 20506.9 | 15380.18
2079 | New | Bi-Directional Amplifiers | PSC Fiber DAS | HONBDA-7S-D-RMA | Rack mount, VHF + UHF or 700 + 800 + Band 14, direct connection, 64ch filters (Class A) + 4 Adb BW (Class B) per band, 8 optical ports, non-Over The Air, HONEYWELL | 15897.75 | 15897.75
1840 | New | Bi-Directional Amplifiers | PSC Fiber DAS | HONBDA-A-7S33AR1 | PS 700 + 800MHz Public Safety Centric DAS Remote, including Band 14, class A, 2W/+33dBm per band, AC.NFPA compliant, UL2524 2nd Edition (Listing Pending) HONEYWELL PSC Fiber DAS | 7656.75 | 7656.75
1841 | New | Bi-Directional Amplifiers | PSC Fiber DAS | HONBDA-A-7S37AR1 | PS 700 + 800MHz Public Safety Centric DAS Remote, including Band 14, class A, 5W/+37dBm per band, AC.NFPA compliant, UL2524 2nd Edition (Listing Pending) HONEYWELL PSC Fiber DAS | 11182.75 | 11182.75
1842 | New | Bi-Directional Amplifiers | PSC Fiber DAS | HONBDA-CA-M-AUT | Base Ordering SKU for UHF PSC Master, Class A&B,AC & DC.NFPA compliant, UL2524 2nd Edition (Listing Pending) HONEYWELL PSC Fiber DAS | 19762 | 19762
205 | New | Bi-Directional Amplifiers | PSC Fiber DAS | HONBDA-CA-M-AV | Base Ordering SKU for VHF 136-174 MHz PSC Master, Class A&B, AC & DC.NFPA compliant, UL2524 2nd Edition (Listing Pending) HONEYWELL PSC Fiber DAS | 19762 | 19762
807 | New | Bi-Directional Amplifiers | PSC Fiber DAS | HONBDA-CA-R1-AUT | Base Ordering SKU for PSC Remote, 1W/+30 dBm UHF,Class A&B, AC & DC.NFPA compliant, UL2524 2nd Edition (Listing Pending) HONEYWELL PSC Fiber DAS | 13612 | 13612
| New | Bi-Directional Amplifiers | PSC Fiber DAS | HONBDA-CAR1AUT3037 | Base Ordering SKU for PSC Remote, 5W/+37dBm UHF,Class A&B, AC & DC.NFPA compliant, UL2524 2nd Edition (Listing Pending) HONEYWELL PSC Fiber DAS | 16876.65 | 16876.65
| New | Bi-Directional Amplifiers | PSC Fiber DAS | HONBDA-CA-R1-AV | Base Ordering SKU for PSC Remote, 0.25W/+24dBm VHF 136-174 MHz,Class A&B, AC & DC.NFPA compliant, UL2524 2nd Edition (Listing Pending) HONEYWELL PSC Fiber DAS | 13612 | 13612
1293 | New | Bi-Directional Amplifiers | PSC Fiber DAS | HONBDA-CAR1AV3037 | Base SKU for PSC Remote, 1W/+30dBm VHF 136-174 MHz,Class A&B, AC & DC.NFPA compliant, UL2524 2nd Edition (Listing Pending) HONEYWELL PSC Fiber DAS | 16876.65 | 16876.65
| New | Bi-Directional Amplifiers | PSC Fiber DAS | HONBDA-D-7S33AR1 | PS 700 + 800MHz Public Safety Centric DAS Remote, including Band 14, class A, 2W/+33dBm per band, DC.NFPA compliant, UL2524 2nd Edition (Listing Pending) HONEYWELL PSC Fiber DAS | 7656.75 | 7656.75
1263 | New | Bi-Directional Amplifiers | PSC Fiber DAS | HONBDA-D-7S37AR1 | PS 700 + 800MHz Public Safety Centric DAS Remote, including Band 14, class A, 5W/+37dBm per band, DC.NFPA compliant, UL2524 2nd Edition (Listing Pending) HONEYWELL PSC Fiber DAS | 11182.75 | 11182.75
1986 | New | Bi-Directional Amplifiers | PSC Fiber DAS | HONBDA-DH7S-A-M | PS 700 + 800MHz Public Safety Centric DAS Master, incl Band 14, class A & B, 0.25W /+24dBm UL, AC & DC.NFPA compliant, UL2524 2nd Edition (Listing Pending) HONEYWELL PSC Fiber DAS | 12300 | 12300
2082 | New | Bi-Directional Amplifiers | PSC Fiber DAS | HONBDA-EA-M-AVUT | Base Ordering SKU for VHF 136-174 MHz + UHF PSC Master, Class A&B, AC & DC.NFPA compliant, UL2524 2nd Edition (Listing Pending) HONEYWELL PSC Fiber DAS | 20787 | 20787
1676 | New | Bi-Directional Amplifiers | PSC Fiber DAS | HONBDA-EAR1AVU3037 | Base Ordering SKU for PSC Remote, 1W/+30dBm VHF 136-174MHz+ 5W/+37dBm UHF,Class A&B,AC & DC.NFPA compliant, UL2524 2nd Edition (Listing Pending) HONEYWELL PSC Fiber DAS | 20910 | 20910
1861 | New | Bi-Directional Amplifiers | PSC Fiber DAS | HONBDA-EA-R1-AVUT | Base Ordering SKU for PSC Remote, 0.25W/24dBm VHF 136-174 MHz + 1W/+30dBm UHF,Class A&B,AC & DC.NFPA compliant, UL2524 2nd Edition (Listing Pending) HONEYWELL PSC Fiber DAS | 16717.75 | 16717.75
1863 | New | Bi-Directional Amplifiers | TRAINING | BDA-HANDSONTRN-BDA | Hands-on Training, BDA (PHASE 2) | 333.3 | 249.98
2577 | New | Bi-Directional Amplifiers | TRAINING | BDA-HANDSONTRN-FIB | Hands-on Training, Fiber DAS (PHASE 2) | 333.3 | 249.98
2581 | New | Bi-Directional Amplifiers | TRAINING | BDA-TOOL-RADIO-78 | 700/800 MHz Radio (Atleast 1 radio - VHF or UHF or 700/800 required, choose based on your jurisdiction requirements) | 1571.65 | 1178.74
2585 | New | Bi-Directional Amplifiers | TRAINING | BDA-TOOL-RADIO-SWC | Radio Configuration Software & Programming Cable (Required) | 216 | 162
2589 | New | Bi-Directional Amplifiers | TRAINING | BDA-TOOL-RADIO-UHF | UHF Radio (Atleast 1 radio - VHF or UHF or 700/800 required, choose based on your jurisdiction requirements) | 1571.65 | 1178.74
2603 | New | Bi-Directional Amplifiers | TRAINING | BDA-TOOL-RADIO-VHF | VHF Radjo (Atleast 1 radio - VHF or UHF or 700/800 required, choose based on your jurisdiction requirements) | 1571.65 | 1178.74
2607 | New | Bi-Directional Amplifiers | TRAINING | BDA-TOOL-RFTESTKIT | BDA RF Test Install Kit (Required) | 1482.9 | 1112.18
1693 | New | Bi-Directional Amplifiers | TRAINING | BDA-TOOL-SA | Spectrum Analyzer (Required) | 1775.3 | 1331.48
1804 | New | Bi-Directional Amplifiers | TRAINING | BDA-TOOL-SA-BAG | Carry Bag for Spectrum Analyzer (Recommended) | 218.65 | 163.99
8 | New | Bi-Directional Amplifiers | TRAINING | BDA-TOOL-SA-VSWRBG | VSWR Bridge for Spectrum Analyzer (optional) | 1003.2 | 752.4
16 | New | Bi-Directional Amplifiers | TRAINING | BDA-TRN-PDASKIT | For 700/800 frequencies - Includes 3 DAS/Service Antennas, 3 Jumpers, 1 Power Splitter, 2 Directional Couplers, 2 Termination Loads, 1 Donor Antenna, 4 Male Connectors, 2 ft of ½ inch Plenum Aluminium Cable | 580.9 | 435.68
1040 | New | Bi-Directional Amplifiers | TRAINING | GWBDA-TRN-BDAKIT | Digital Class A Dual Band 700/800, 0.5W, DC (GWBDA-D-7S27A) + BBU, 55AH, 24VDC, batteries not included, Includes Gamewell-FCI monitor module for FACP connection (GWBDA-BTTY100055N) | 12300 | 9225
2066 | New | Bi-Directional Amplifiers | TRAINING | GWBDA-TRN-FDASKIT | Gamewell-FCI - Enterprise DAS 700/800 Dual Band, 2W Class A Master, DC (GWBDA-D-EM4) + Enterprise DAS 700/800 Dual Band, Class B Remote 2W, DC (GWBDA-A7S-D) | 17493.4 | 13120.05
2067 | New | Bi-Directional Amplifiers | TRAINING | HONBDA-TRN-BDAKIT | Digital Class A Dual Band 700/800, 0.5W, DC (HONBDA-D-7S27A) + BBU, 55AH, 24VDC, batteries not included (HONBDA-BTTY100055N) | 12026.65 | 9019.99
2072 | New | Bi-Directional Amplifiers | TRAINING | HONBDA-TRN-FDASKIT | Honeywell - Enterprise DAS 700/800 Dual Band, 2W Class A Master, DC (HONBDA-D-EM4) + Enterprise DAS 700/800 Dual Band, Class B Remote 2W, DC (HONBDA-A7S-D) | 17493.4 | 13120.05
2073 | New | CLSS | Accessories | CLSS-BC | CLSS CHECKPOINT BARCODE LABELS (ROLL OF 1,000) | 363 | 170.61
2078 | New | CLSS | Gateway | 50160636-001 | CLSS GATEWAY KIT. INCLUDES 30” NUP CABLE AND LOCK AND KEY SET | 72 | 33.84
1371 | New | CLSS | Gateway | HON-CGW-MBB | CLSS GATEWAY, WITH ENCLOSURE (LOCK AND CABLE KIT, 50160636-001 SOLD SEPARATELY) | 710 | 332.1
1372 | New | CLSS | Modules | CCM-ATT-HON | CLSS CELLULAR COMMUNICATION MODULE FOR ATT | 406 | 190.27
1373 | New | CLSS | Modules | CCM-VZ-HON | CLSS CELLULAR COMMUNICATION MODULE FOR VERIZON | 406 | 190.27
1374 |  | Conventional Detectors & Initiating Devices | Beam Detectors & Accessories | 1000-018-L8 | Fireray 3000 Wire Cage Used with Surface Mount Back Box and Surface Mount Adapter | 94.5 | 57.84
1375 |  | Conventional Detectors & Initiating Devices | Beam Detectors & Accessories | 112-90032 | Fireray 50R reflective projected team type smoke detector 24 volt 160FT (72223-160) | 1590 | 706.73
|  | Conventional Detectors & Initiating Devices | Beam Detectors & Accessories | 112-90033 | Fireray 100R reflective projected beam type smoke detector 24 volt 330FT (72223-330) | 1760 | 790.02
860 |  | Conventional Detectors & Initiating Devices | Beam Detectors & Accessories | 3000-016 | Fireray 3000 Additional detector pack (1-Transmitter, 1-Receiver) | 1140 | 771.32
1287 |  | Conventional Detectors & Initiating Devices | Beam Detectors & Accessories | 3000-026 | Fireray Extra Set of EXD Heads Includes RX and TX. Red in color | 5770 | 3691.78
1355 |  | Conventional Detectors & Initiating Devices | Beam Detectors & Accessories | 3000-103 | Fireray 3000 Beam Detector (Transmitter, Receiver and Control Unit) | 1460 | 992.26
1356 |  | Conventional Detectors & Initiating Devices | Beam Detectors & Accessories | 3000-115 | Fireray Explosion Proof Projected beam type smoke detector, 24 VDC, 4-wire | 6840 | 4377.6
1357 |  | Conventional Detectors & Initiating Devices | Beam Detectors & Accessories | 3000-201-L8 | Fireray 3000 Adjustment Bracket | 227 | 156.53
1358 |  | Conventional Detectors & Initiating Devices | Beam Detectors & Accessories | 3000-202 | Fireray 3000 Surface Mount Adapter | 75 | 50.78
1359 |  | Conventional Detectors & Initiating Devices | Beam Detectors & Accessories | 3000-203 | Fireray 3000 4" Square Cover Plate | 106 | 71.71
1966 |  | Conventional Detectors & Initiating Devices | Beam Detectors & Accessories | 3000-209 | Fireray 3000 Controller Back Box | 116 | 78.3
1279 |  | Conventional Detectors & Initiating Devices | Beam Detectors & Accessories | 3000-210 | Fireray 3000 Semi Flush Trim Plate | 57 | 37.62
2026 |  | Conventional Detectors & Initiating Devices | Beam Detectors & Accessories | 5000-011-L8 | Fireray 3000 Surface Mount Detector Back Box | 102 | 66.96
521 |  | Conventional Detectors & Initiating Devices | Beam Detectors & Accessories | 6500-MMK | Heavy duty multi-mount kit (for installations prone to vibration or where there is difficulty in maintaining the set angle. When installed with the transmitter/receiver unit, 6500-SMK must be used as well) | 311 | 146.17
523 |  | Conventional Detectors & Initiating Devices | Beam Detectors & Accessories | 6500-SMK | Surface-mount kit for use with the BEAM1224 and FSB-200 when using the 6500-MMK Heavy Duty Multi-Mount Kit | 83 | 38.85
1788 |  | Conventional Detectors & Initiating Devices | Beam Detectors & Accessories | BEAMHK | Beam detector heater kit | 56 | 25.59
212 |  | Conventional Detectors & Initiating Devices | Beam Detectors & Accessories | BEAMHKR | Beam detector heater kit for reflectors, 4 used with long range kit | 299 | 127.08
791 |  | Conventional Detectors & Initiating Devices | Beam Detectors & Accessories | BEAMLRK | Long range kit required for applications greater than 230 feet | 219 | 94.13
1716 |  | Conventional Detectors & Initiating Devices | Beam Detectors & Accessories | BEAMMMK | Provides ceiling or wall mount capability with increased angular adjustment for transceiver or reflector | 121 | 55.66
87 |  | Conventional Detectors & Initiating Devices | Beam Detectors & Accessories | BEAMSMK | Surface mount kit, conduit use | 74 | 35.29
2570 |  | Conventional Detectors & Initiating Devices | Beam Detectors & Accessories | FLLT | Low level test unit for Fireray 50R And 100R (For UL models only) | 362 | 138.45
2571 |  | Conventional Detectors & Initiating Devices | Beam Detectors & Accessories | GW72224 | Prism for reflective beam type smoke detector | 76.5 | 35.5
2572 |  | Conventional Detectors & Initiating Devices | Beam Detectors & Accessories | OSI-R-SS | Conventional 4-Wire Smoke Imaging Beam Detector w/ Reflector | 1730 | 809.01
2575 |  | Conventional Detectors & Initiating Devices | Century Station Accessories | GW30653-02 | Key lock reset kit with double action lever | 87 | 40.8
2582 |  | Conventional Detectors & Initiating Devices | Century Station Accessories | GW47297 | CAT-60 key | 14 | 6.25
2601 |  | Conventional Detectors & Initiating Devices | Century Station Accessories | GW71961 | Backbox for surface mounting manual station w/key reset option | 43 | 20.19
86 |  | Conventional Detectors & Initiating Devices | Conventional 4-Wire CO Detector | CO1224T | conventional carbon monoxide Detector, 12/24 VDC, with sounder and trouble relay with test function; UL2075 listed | 167 | 74.25
773 |  | Conventional Detectors & Initiating Devices | Conventional 4-Wire CO Detector | CO1224TR | conventional carbon monoxide Detector, 12/24 VDC, with sounder and trouble relay with test function; UL2075 listed; round | 167 | 72.95
774 |  | Conventional Detectors & Initiating Devices | Conventional 4-Wire CO Detector | CO-PLATE | CO detector plate, package of 5. Use when replacing round CO detectors with the CO1224T. | 39.5 | 18.49
1345 |  | Conventional Detectors & Initiating Devices | GWMPS Series Pull Stations | GWMPS-1T | Single action metal pull station, terminals | 74 | 34.31
1346 |  | Conventional Detectors & Initiating Devices | GWMPS Series Pull Stations | GWMPS-2 | Double action metal pull station, terminals | 77.5 | 35.91
1347 |  | Conventional Detectors & Initiating Devices | GWMPS Series Pull Stations | PS-BB | GWMPS pull station backbox | 19 | 8.85
1348 |  | Conventional Detectors & Initiating Devices | GWMPS Series Pull Stations | PS-GR12 | GWMPS acrylic break-rods (box of 12) | 21.5 | 10.55
1349 |  | Conventional Detectors & Initiating Devices | Heat Detectors - Fixed & Rate of Rise | 5151 | 135°F fixed temp. and rate of rise | 68 | 31.87
1446 |  | Conventional Detectors & Initiating Devices | Heat Detectors - Fixed & Rate of Rise | 5602 | 194° F fixed temp. and rate of rise N.O., 5600 Series | 28.5 | 13.41
126 |  | Conventional Detectors & Initiating Devices | Heat Detectors - Fixed & Rate of Rise | 5603 | 135° F fixed temp. N.O., 5600 Series | 28.5 | 13.41
809 |  | Conventional Detectors & Initiating Devices | Heat Detectors - Fixed & Rate of Rise | 5604 | 194° F fixed temp. N.O., 5600 Series | 28.5 | 13.41
532 |  | Conventional Detectors & Initiating Devices | Heat Detectors - Fixed & Rate of Rise | 5621 | 135° F fixed temp. and rate of rise, dual circuit N.O., 5600 Series | 50.5 | 23.59
534 |  | Conventional Detectors & Initiating Devices | Heat Detectors - Fixed & Rate of Rise | 5622 | 194° F fixed temp. and rate of rise, dual circuit N.O., 5600 Series | 50.5 | 23.59
1678 |  | Conventional Detectors & Initiating Devices | Heat Detectors - Fixed & Rate of Rise | 5623 | 135°F fixed temp., dual circuit N.O., 5600 Series | 50.5 | 23.59
28 |  | Conventional Detectors & Initiating Devices | Heat Detectors - Fixed & Rate of Rise | 5624 | 194 ° F fixed temp., dual circuit N.O., 5600 Series | 50.5 | 23.59
451 |  | Conventional Detectors & Initiating Devices | Heat Detectors - Fixed & Rate of Rise | 5601P | 135° F fixed temp. and rate of rise N.O., 5600 Series, plain | 28.5 | 13.41
2070 |  | Conventional Detectors & Initiating Devices | Heat Detectors - Rate Anticipated | 302-135 | 135° F (57° C) vertical mount | 70 | 36.16
2071 |  | Conventional Detectors & Initiating Devices | Heat Detectors - Rate Anticipated | 302-194 | 194° F (90° C) vertical mount | 70 | 36.16
2076 |  | Conventional Detectors & Initiating Devices | Heat Detectors - Rate Anticipated | 302-AW-135 | 135° F (57° C) vertical mount, for indoor or outdoor use | 84.5 | 43.87
2077 |  | Conventional Detectors & Initiating Devices | Heat Detectors - Rate Anticipated | 302-AW-194 | 194° F (90° C) vertical mount, for indoor or outdoor use | 84.5 | 43.87
2081 |  | Conventional Detectors & Initiating Devices | Heat Detectors - Rate Anticipated | 302-EPM-135 | 135° F (57° C) explosion-proof | 159 | 82.4
1830 |  | Conventional Detectors & Initiating Devices | Heat Detectors - Rate Anticipated | 302-EPM-194 | 194° F (90° C) explosion-proof | 142 | 73.51
1831 |  | Conventional Detectors & Initiating Devices | Heat Detectors - Rate Anticipated | 302-ET-135 | 135° F (57° C) vertical mount, indoor or outdoor use (can be mounted to 1/2” conduit threads for attachment to threaded hub cover) | 83.5 | 43.27
852 |  | Conventional Detectors & Initiating Devices | Heat Detectors - Rate Anticipated | 302-ET-194 | 194° F (90° C) vertical mount, indoor or outdoor use (can be mounted to 1/2” conduit threads for attachment to threaded hub cover) | 74 | 38.24
868 |  | Conventional Detectors & Initiating Devices | Heat Detectors - Rate Anticipated | AP-P | Plastic adapter plate for 302 and 302AW | 15 | 7.38
1859 |  | Conventional Detectors & Initiating Devices | i3 Series Smoke Detectors, Bases & Accessories | 2W-B | i3 smoke detector, 2-wire photoelectric with base | 88.5 | 42.6
29 |  | Conventional Detectors & Initiating Devices | i3 Series Smoke Detectors, Bases & Accessories | 2WTA-B | i3 smoke detector, 2-wire, 135° fixed thermal and temporal 85 dBA sounder | 103 | 47.95
211 |  | Conventional Detectors & Initiating Devices | i3 Series Smoke Detectors, Bases & Accessories | 2WT-B | i3 smoke detector, 2-wire photoelectric, 135° fixed thermal with base | 95 | 45.52
213 |  | Conventional Detectors & Initiating Devices | i3 Series Smoke Detectors, Bases & Accessories | 2WTR-B | i3 smoke detector, 2-wire, 135° fixed thermal and Form C relay | 117 | 54.65
1691 |  | Conventional Detectors & Initiating Devices | i3 Series Smoke Detectors, Bases & Accessories | 4W-B | i3 smoke detector, 4-wire photoelectric with base | 94.5 | 45.09
127 |  | Conventional Detectors & Initiating Devices | i3 Series Smoke Detectors, Bases & Accessories | 4WITAR-B | i3 smoke detector, 4-wire isolated, 135° fixed thermal, temporal 85 dBA sounder, and Form C relay | 149 | 72.24
831 |  | Conventional Detectors & Initiating Devices | i3 Series Smoke Detectors, Bases & Accessories | 4WTA-B | i3 smoke detector, 4-wire, 135° fixed thermal and temporal 85 dBA sounder | 109 | 53.81
836 |  | Conventional Detectors & Initiating Devices | i3 Series Smoke Detectors, Bases & Accessories | 4WTAR-B | i3 smoke detector, 4-wire, 135° fixed thermal, temporal 85 dBA sounder, and Form C relay | 150 | 70.52
837 |  | Conventional Detectors & Initiating Devices | i3 Series Smoke Detectors, Bases & Accessories | 4WT-B | i3 smoke detector, 4-wire photoelectric, 135° fixed thermal with base | 111 | 52.52
|  | Conventional Detectors & Initiating Devices | i3 Series Smoke Detectors, Bases & Accessories | 4WTR-B | i3 smoke detector, 4-wire, 135° fixed thermal and Form C relay | 105 | 49.68
64 |  | Conventional Detectors & Initiating Devices | i3 Series Smoke Detectors, Bases & Accessories | EOLR-1 | 12 or 24 volt EOL relay module | 38.5 | 17.96
65 |  | Conventional Detectors & Initiating Devices | i3 Series Smoke Detectors, Bases & Accessories | RRS-MOD | i3 reversing relay, sync module | 64.5 | 32.51
185 |  | Conventional Detectors & Initiating Devices | i3 Series Smoke Detectors, Bases & Accessories | SENS-RDR | i3 sensitivity reader | 510 | 239.26
46 |  | Conventional Detectors & Initiating Devices | InnovairFlex Duct Detectors & Accessories | 2D51 | Replacement 4-wire head | 117 | 54.99
45 |  | Conventional Detectors & Initiating Devices | InnovairFlex Duct Detectors & Accessories | APA151 | Annunciator with piezo, alarm and power LEDs | 74 | 35.13
2080 |  | Conventional Detectors & Initiating Devices | InnovairFlex Duct Detectors & Accessories | D2 | InnovairFlex 2-wire conventional photoelectric duct detector, includes 2151 detector | 298 | 140.06
2569 |  | Conventional Detectors & Initiating Devices | InnovairFlex Duct Detectors & Accessories | D4120 | InnovairFlex 4-wire conventional photoelectric duct detector, includes 2D51 detector | 299 | 140.53
2583 |  | Conventional Detectors & Initiating Devices | InnovairFlex Duct Detectors & Accessories | D4120W | InnovairFlex 4-wire conventional photoelectric duct detector, includes 2D51 detector, watertight | 435 | 201.88
2587 |  | Conventional Detectors & Initiating Devices | InnovairFlex Duct Detectors & Accessories | D4P120 | InnovairFlex 4-wire conventional power board only component | 222 | 101.79
2591 |  | Conventional Detectors & Initiating Devices | InnovairFlex Duct Detectors & Accessories | D4S | InnovairFlex 4-wire conventional sensor only component | 208 | 96.05
2602 |  | Conventional Detectors & Initiating Devices | InnovairFlex Duct Detectors & Accessories | DCOIL | InnovairFlex duct accessory coil, required on D2 and DNR if a remote test station is used | 46.5 | 22.49
2606 |  | Conventional Detectors & Initiating Devices | InnovairFlex Duct Detectors & Accessories | DH400OE-1 | Weatherproof housing for the DH400ACDCIHT conventional high temperature duct detector | 530 | 249.1
2483 |  | Conventional Detectors & Initiating Devices | InnovairFlex Duct Detectors & Accessories | DST1 | InnovairFlex sampling tube, steel, 1’ with holes | 15 | 7.05
139 |  | Conventional Detectors & Initiating Devices | InnovairFlex Duct Detectors & Accessories | DST1.5 | InnovairFlex sampling tube, steel, 1.5’ with holes | 19 | 8.85
140 |  | Conventional Detectors & Initiating Devices | InnovairFlex Duct Detectors & Accessories | DST10 | InnovairFlex sampling tube, steel, 10’ with holes | 60.5 | 28.44
210 |  | Conventional Detectors & Initiating Devices | InnovairFlex Duct Detectors & Accessories | DST3 | InnovairFlex sampling tube, steel, 3’ with holes | 24.5 | 11.49
827 |  | Conventional Detectors & Initiating Devices | InnovairFlex Duct Detectors & Accessories | DST5 | InnovairFlex sampling tube, steel, 5’ with holes | 27 | 12.69
1041 |  | Conventional Detectors & Initiating Devices | InnovairFlex Duct Detectors & Accessories | ETX | InnovairFlex exhaust tube, steel, 1’ | 12 | 5.63
1061 |  | Conventional Detectors & Initiating Devices | InnovairFlex Duct Detectors & Accessories | M02-04-00 | Test magnet only | 11.5 | 5.41
1306 |  | Conventional Detectors & Initiating Devices | InnovairFlex Duct Detectors & Accessories | M02-09-00 | Telescoping handle with test magnet | 48 | 22.56
805 |  | Conventional Detectors & Initiating Devices | InnovairFlex Duct Detectors & Accessories | RA100Z | Remote LED; mounts to single gang box | 36 | 16.88
851 |  | Conventional Detectors & Initiating Devices | InnovairFlex Duct Detectors & Accessories | RTS151 | Remote test station; with switch, alarm and power LED. | 79.5 | 37.24
829 |  | Conventional Detectors & Initiating Devices | InnovairFlex Duct Detectors & Accessories | RTS151KEY | Remote test station; with switch, alarm and power LEDs, key reset | 118 | 55.46
830 |  | Conventional Detectors & Initiating Devices | InnovairFlex Duct Detectors & Accessories | RTS2 | Multi-signaling accessory, for use with InnovairFlex 4-wire conventional duct smoke detectors | 192 | 96.67
47 |  | Conventional Detectors & Initiating Devices | InnovairFlex Duct Detectors & Accessories | RTS2-AOS | Multi-signaling accessory, for use with InnovairFlex 4-wire conventional duct smoke detectors, includes AOS add-on strobe | 276 | 139.25
49 |  | Conventional Detectors & Initiating Devices | MS-7 & MS Series Pull Stations & Other | BG12TR | Trim ring for all MS-7 Series pull stations | 30 | 10.9
794 |  | Conventional Detectors & Initiating Devices | MS-7 & MS Series Pull Stations & Other | HAZ-WP-PULL | Fire alarm pull station for Hazardous, Non-Hazardous, Weatherproof or Harsh locations | 1070 | 509.83
1365 |  | Conventional Detectors & Initiating Devices | MS-7 & MS Series Pull Stations & Other | MS-7 | Double action pull station | 56 | 25.54
1366 |  | Conventional Detectors & Initiating Devices | MS-7 & MS Series Pull Stations & Other | MS-7LOB | Double action pull station, outdoor use (includes SB-I/O backbox) | 191 | 83.96
1367 |  | Conventional Detectors & Initiating Devices | MS-7 & MS Series Pull Stations & Other | MS-7LR | Dual action pull station, key version, releasing | 81 | 38.7
1368 |  | Conventional Detectors & Initiating Devices | MS-7 & MS Series Pull Stations & Other | MS-7LRA | Agent release pull station with abort switch, dual action, PK-625 key | 266 | 117.19
1369 |  | Conventional Detectors & Initiating Devices | MS-7 & MS Series Pull Stations & Other | MS-7S | Single action pull station, wire leads | 43.5 | 20.24
2584 |  | Conventional Detectors & Initiating Devices | MS-7 & MS Series Pull Stations & Other | MS-7SP | Double action pull station, Spanish instructions | 59 | 26.85
2588 |  | Conventional Detectors & Initiating Devices | MS-7 & MS Series Pull Stations & Other | NSS-2440E | Emergency blue, key reset switch with cover, STI | 198 | 93.06
2592 |  | Conventional Detectors & Initiating Devices | MS-7 & MS Series Pull Stations & Other | NY-PLATE | Pull station trim plate for New York City | 51 | 47.88
2600 |  | Conventional Detectors & Initiating Devices | MS-7 & MS Series Pull Stations & Other | SB-10 | Surface backbox | 22.5 | 10.58
2604 |  | Conventional Detectors & Initiating Devices | MS-7 & MS Series Pull Stations & Other | SB-I/O | Surface mount back box; indoor/outdoor | 23.5 | 10.99
1424 |  | Conventional Detectors & Initiating Devices | MS-7 & MS Series Pull Stations & Other | XAL-53 | Conventional explosion-proof pull station | 1780 | 806.85
1441 |  | Conventional Detectors & Initiating Devices | Other Duct Detectors & Accessories | GW72247 | Outdoor duct detector enclosure (WP-1) | 201 | 94.96
2540 | Discontinued | Conventional Detectors & Initiating Devices | Other Duct Detectors & Accessories | STS-10.0 | Duct detector sampling tube, 10' (formerly GW70896-10) | 0 | 0
839 | Discontinued | Conventional Detectors & Initiating Devices | Other Duct Detectors & Accessories | STS-2.5 | Duct detector sampling tube, 2.5' (formerly GW70896-02) | 0 | 0
1521 | Discontinued | Conventional Detectors & Initiating Devices | Other Duct Detectors & Accessories | STS-5.0 | Duct detector sampling tube, 5' (formerly GW70896-05) | 0 | 0
1527 |  | Conventional Detectors & Initiating Devices | Other Ion & Photo Detectors, Bases & Accessories | 2151 | Smoke detector, photoelectric, 100 Series, low profile | 86.5 | 40.79
2023 |  | Conventional Detectors & Initiating Devices | Other Ion & Photo Detectors, Bases & Accessories | 2151T | Smoke detector, photoelectric, 135° fixed thermal 100 Series, low profile | 103 | 48.41
2028 |  | Conventional Detectors & Initiating Devices | Other Ion & Photo Detectors, Bases & Accessories | B110LP | Detector base, 2-wire, 100 Series, low profile | 25.5 | 10.58
1452 |  | Conventional Detectors & Initiating Devices | Other Ion & Photo Detectors, Bases & Accessories | B110RLP | 2-wire base for use with 100 Series smoke detectors | 40.5 | 20.71
1453 |  | Conventional Detectors & Initiating Devices | Other Ion & Photo Detectors, Bases & Accessories | B112LP | Detector base, 4-wire, Form A&C relays, 100 Series, low profile | 72.5 | 39.75
1454 |  | Conventional Detectors & Initiating Devices | Other Ion & Photo Detectors, Bases & Accessories | B114LP | Detector base, 4-wire, Form A&C relays, Form A supervisory, 100 Series, low profile | 203 | 98.78
1455 |  | Conventional Detectors & Initiating Devices | Other Ion & Photo Detectors, Bases & Accessories | B116LP | Detector base, 2-wire, Form C relay, 100 Series, low profile | 91.5 | 49.92
1509 |  | Conventional Fire Alarm Panels | Flex 402 & Flex 404 Options & Accessories | 4XLMF | Remote annunciator driver, 24 volt, supports GWSAN-404, Flex 404 only | 133 | 140.22
866 |  | Conventional Fire Alarm Panels | Flex 402 & Flex 404 Options & Accessories | 4XTMF | Transmitter module for remote station output or municipal box connection | 166 | 168.72
1350 |  | Conventional Fire Alarm Panels | Flex 402 & Flex 404 Options & Accessories | 4XZMF | Relay module, four relays-by-zone, alarm and trouble contacts, 24 volt, Flex 404 only | 160 | 160.74
1351 |  | Conventional Fire Alarm Panels | Flex 402 & Flex 404 Options & Accessories | CAC-4 | Class A converter for initiating device circuits and notification appliance circuits, Flex 404 only | 420 | 197.4
1352 |  | Conventional Fire Alarm Panels | Flex 402 & Flex 404 Options & Accessories | DP-MS2/4 | Dress panel for Flex 402 and Flex 404 | 147 | 143.27
1353 |  | Conventional Fire Alarm Panels | Flex 402 & Flex 404 Options & Accessories | GWSAN-404 | LED remote annunciator for Flex 404, 4 alarms, 1 trouble, requires 4XLMF | 154 | 72.38
834 |  | Conventional Fire Alarm Panels | Flex 402 & Flex 404 Options & Accessories | PRO-411 | Programmer, use with 411UD, 411UDAC | 370 | 173.9
1844 |  | Conventional Fire Alarm Panels | Flex 402 & Flex 404 Options & Accessories | TR-1-R | Trim Ring for semi-flush mounting of Flex 402 and Flex 404 | 125 | 99.2
1999 |  | Conventional Fire Alarm Panels | Flex 402 & Flex 404 Options & Accessories | XRM-24 | Transformer, expands NAC circuit power from 3 to 5 amps, Flex 404 only | 234 | 109.98
148 |  | Conventional Fire Alarm Panels | Flex 410 Options & Accessories | 052090GA | Replacement board for GWF410 | 1480 | 695.6
1819 |  | Conventional Fire Alarm Panels | Flex 410 Options & Accessories | GWCAB400-A | Accessory cabinet for mounting GWCZM-400 or GWIOM-410 | 134 | 62.98
828 |  | Conventional Fire Alarm Panels | Flex 410 Options & Accessories | GWCZM-400 | Zone expander module; adds 10 Class B or 5 Class A circuits | 494 | 232.18
1761 |  | Conventional Fire Alarm Panels | Flex 410 Options & Accessories | GWIOM-410 | I/O relay, supervisory module for Flex 410 | 239 | 112.33
1762 |  | Conventional Fire Alarm Panels | Flex 410 Options & Accessories | GWPLEX-2GA | Dead-front door with Plexiglas window | 260 | 122.2
39 |  | Conventional Fire Alarm Panels | Flex 410 Options & Accessories | GWRAN-400 | Remote annunciator for Flex 410 | 412 | 193.64
855 |  | Conventional Fire Alarm Panels | Flex 505, Flex 506 & Flex 510 Options & Accessories | ANN-MBRLY | Optional mounting bracket (ANN-RLY) | 56.5 | 26.53
507 |  | Conventional Fire Alarm Panels | Flex 505, Flex 506 & Flex 510 Options & Accessories | ANN-SB80KIT-R | Backbox kit, surface mount used with ANN-80, red | 55 | 53.28
509 |  | Conventional Fire Alarm Panels | Flex 505, Flex 506 & Flex 510 Options & Accessories | ANN-SB80KIT-W | Backbox kit, angled for better viewing, surface mount used with ANN-80-W, white | 59.5 | 27.97
867 |  | Conventional Fire Alarm Panels | Flex 505, Flex 506 & Flex 510 Options & Accessories | CAC-5X | Class A converter of IDCs and NACs (two needed on Flex 510) | 418 | 412.29
2484 |  | Conventional Fire Alarm Panels | Flex 505, Flex 506 & Flex 510 Options & Accessories | DP-51050 | Dress panel for Flex Series GF505, GF506D, GF506R and GF510 | 166 | 166
1848 |  | Conventional Fire Alarm Panels | Flex 505, Flex 506 & Flex 510 Options & Accessories | GFANN-80 | Remote annunciator, LCD, with housing, red | 550 | 258.5
483 |  | Conventional Fire Alarm Panels | Flex 505, Flex 506 & Flex 510 Options & Accessories | GFANN-80-W | Remote annunciator, LCD, with housing, white | 550 | 258.5
832 |  | Conventional Fire Alarm Panels | Flex 505, Flex 506 & Flex 510 Options & Accessories | GFANN-LED | LED annunciator module; yellow and red LEDs | 555 | 260.85
517 |  | Conventional Fire Alarm Panels | Flex 505, Flex 506 & Flex 510 Options & Accessories | GFANN-RLY | Relay module, Form C | 535 | 251.45
519 |  | Conventional Fire Alarm Panels | Flex 505, Flex 506 & Flex 510 Options & Accessories | TR-CE | Trim ring for semi-flush mount, red | 159 | 74.73
865 |  | Conventional Fire Alarm Panels | Flex Series Conventional FACP | GF505 | Flex 505 conventional FACP, 5 zones, 120 VAC, w/FLPS-7 power supply, red | 1460 | 686.2
1215 |  | Conventional Fire Alarm Panels | Flex Series Conventional FACP | GF506D | Flex 506D conventional pre-action/deluge control panel, 120 VAC, red | 1430 | 672.1
2470 |  | Conventional Fire Alarm Panels | Flex Series Conventional FACP | GF506R | Flex 506R conventional agent releasing control panel, 120 VAC, red | 1670 | 784.9
2471 |  | Conventional Fire Alarm Panels | Flex Series Conventional FACP | GF510 | Flex 510 conventional FACP, 10 zones, 120 VAC, w/FLPS-7 power supply, red | 1780 | 836.6
|  | Conventional Fire Alarm Panels | Flex Series Conventional FACP | GWF402 | Flex 402 conventional FACP, 2 zones, 120 VAC, red | 685 | 321.95
2616 |  | Conventional Fire Alarm Panels | Flex Series Conventional FACP | GWF404 | Flex 404 conventional FACP, 4 zones, 120 VAC, red | 870 | 408.9
53 |  | Conventional Fire Alarm Panels | Flex Series Conventional FACP | GWF410 | Flex 410 conventional FACP, 10 zones, expandable to 20 and 30 zones, 120 VAC, red | 1790 | 841.3
2557 |  | Fire Alarm Installation Accessories | Control Relays & Switches | 1100-0194B | ARB; auxiliary relay board | 259 | 121.73
833 |  | Fire Alarm Installation Accessories | Control Relays & Switches | 1100-0196 | ARB-C; auxiliary relay board On 4 Inch Square Cover | 287 | 134.89
550 |  | Fire Alarm Installation Accessories | Control Relays & Switches | MR-101/CR | Relay, SPDT, in a red metal enclosure | 63 | 29.61
551 |  | Fire Alarm Installation Accessories | Control Relays & Switches | MR-101/T | Relay, SPDT, track mount | 37.5 | 17.42
554 |  | Fire Alarm Installation Accessories | Control Relays & Switches | MR-104/CR | Relay, 4 SPDT, in a red metal enclosure | 195 | 91.63
555 |  | Fire Alarm Installation Accessories | Control Relays & Switches | MR-104/T | Relay, 4 SPDT, track mount | 137 | 64.39
56 |  | Fire Alarm Installation Accessories | Control Relays & Switches | MR-199X-13C | Relay, DPDT, 24 VDC, metal enclosure | 210 | 98.7
452 |  | Fire Alarm Installation Accessories | Control Relays & Switches | MR-199X-14C | Relay, DPDT, 120 VAC, metal enclosure | 210 | 98.7
1291 |  | Fire Alarm Installation Accessories | Control Relays & Switches | MR-201/CR | Relay, DPDT, in a red metal enclosure | 68.5 | 32.2
1444 |  | Fire Alarm Installation Accessories | Control Relays & Switches | MR-201/T | Relay, DPDT, track mount | 47 | 22.09
558 |  | Fire Alarm Installation Accessories | Control Relays & Switches | MR-204/CR | Relay, 4 DPDT, in a red metal enclosure | 238 | 111.86
559 |  | Fire Alarm Installation Accessories | Control Relays & Switches | MR-204/T | Relay, 4 DPDT, track mount | 167 | 78.49
815 |  | Fire Alarm Installation Accessories | Control Relays & Switches | PAM-1 | Encapsulated, 24VAC/24VDC/115VAC relay, 10 amp, Form C | 22.5 | 14.3
1426 |  | Fire Alarm Installation Accessories | Control Relays & Switches | PAM-2 | Encapsulated, 12/24VDC relay, 7 amp, Form C | 22.5 | 14.3
1964 |  | Fire Alarm Installation Accessories | Control Relays & Switches | PAM-4 | Encapsulated with flying lead, 9VDC- 40VDC relay; 10 amp, Form C, 15mA Op Current | 22.5 | 14.3
853 |  | Fire Alarm Installation Accessories | Control Relays & Switches | PR-1 | Relay, SPDT, multivolt, 24VDC, 24/115VAC | 26.5 | 12.46
1843 |  | Fire Alarm Installation Accessories | Control Relays & Switches | PR-2 | Relay, SPDT, multivolt, 10-40VDC | 26.5 | 12.46
1517 |  | Fire Alarm Installation Accessories | Control Relays & Switches | PR-3 | Relay, SPDT, multivolt, 10-40VDC, redundant power input | 26.5 | 12.46
2436 |  | Fire Alarm Installation Accessories | Control Relays & Switches | R-10E | Same as R-10T with metal enclosure | 52 | 25.11
2449 |  | Fire Alarm Installation Accessories | Control Relays & Switches | R-10T | Relay, SPDT, multivolt, track mount | 35.5 | 16.69
2451 |  | Fire Alarm Installation Accessories | Control Relays & Switches | R-14E | Same as R-14T with metal enclosure | 166 | 78.02
2456 |  | Fire Alarm Installation Accessories | Control Relays & Switches | R-14T | 4-Gang relay, SPDT, multivolt, track mount | 113 | 53.11
838 |  | Fire Alarm Installation Accessories | Control Relays & Switches | R-20E | Same as R-20T with metal enclosure | 57 | 28.27
41 |  | Fire Alarm Installation Accessories | Control Relays & Switches | R-20T | Relay, DPDT, multivolt, track mount | 37.5 | 17.42
1508 |  | Fire Alarm Installation Accessories | Control Relays & Switches | R-24E | Same as R-24T with metal enclosure | 193 | 90.71
2037 |  | Fire Alarm Installation Accessories | Control Relays & Switches | R-24T | 4-Gang relay, DPDT, multivolt, track mount | 140 | 65.8
2558 |  | Fire Alarm Installation Accessories | Pressure Switches | EPS10-1 | Alarm waterflow pressure switch, SPDT, 4 - 20 power supply | 191 | 89.77
482 |  | Fire Alarm Installation Accessories | Pressure Switches | EPS10-2 | Alarm waterflow pressure switch, 2 SPDT, 4 - 20 power supply | 221 | 103.87
1494 |  | Fire Alarm Installation Accessories | Pressure Switches | EPS120-2 | High/low pressure supervisory switch, 2 SPDT, 10–200 power supply | 273 | 128.31
1667 |  | Fire Alarm Installation Accessories | Pressure Switches | EPS40-1 | Low pressure supervisory switch, SPDT, 10 - 100 power supply. | 191 | 89.77
1805 |  | Fire Alarm Installation Accessories | Pressure Switches | EPS40-2 | High/low pressure supervisory switch, 2 SPDT, 10 - 100 power supply | 221 | 103.87
2620 |  | Fire Alarm Installation Accessories | Rixon Door Holders & Accessories | 140-90002 | FM-990, low profile mount door holder 12VDC/24VDC/24VAC/120VAC | 193 | 90.71
9 |  | Fire Alarm Installation Accessories | Rixon Door Holders & Accessories | 140-90003 | FM-997, recessed mount door holder 12VDC/24VDC/24VAC/120VAC | 194 | 91.18
1288 |  | Fire Alarm Installation Accessories | Rixon Door Holders & Accessories | FM900 | Door holder extension kit. | 23 | 10.81
1665 |  | Fire Alarm Installation Accessories | Rixon Door Holders & Accessories | FM900-100 | Door holder spacer, 1" | 21 | 9.87
17 |  | Fire Alarm Installation Accessories | Rixon Door Holders & Accessories | FM900-50 | Door holder spacer, 1/2" | 21.5 | 9.92
1310 |  | Fire Alarm Installation Accessories | Rixon Door Holders & Accessories | FM900-75 | Door holder spacer, 3/4" | 20 | 9.38
2630 |  | Fire Alarm Installation Accessories | Rixon Door Holders & Accessories | FM900-Z | Door holder spacer kit, 90° | 23 | 10.81
1949 |  | Fire Alarm Installation Accessories | Rixon Door Holders & Accessories | FM980 | FM-980, surface floor mount, 12VDC/24VDC/24VAC/120VAC, single door | 175 | 82.25
782 |  | Fire Alarm Installation Accessories | Rixon Door Holders & Accessories | FM996-L8 | FM-996, surface wall mount, 12VDC/24VDC/24VAC/120VAC | 133 | 62.51
1303 |  | Fire Alarm Installation Accessories | Rixon Door Holders & Accessories | FM998 | FM-998, flush wall mount, 12VDC/24VDC/24VAC/120VAC | 140 | 65.8
1443 |  | Fire Alarm Installation Accessories | RSG Door Holders & Accessories | DH24120FB | Semi-flush, plated, brass | 156 | 73.32
1714 |  | Fire Alarm Installation Accessories | RSG Door Holders & Accessories | DH24120FD | Semi-flush, powder coated dark bronze | 166 | 78.02
1652 |  | Fire Alarm Installation Accessories | RSG Door Holders & Accessories | DH24120FPC | Semi-flush, powder coated chrome | 145 | 68.06
|  | Fire Alarm Installation Accessories | RSG Door Holders & Accessories | DH24120GB1 | Ground mount, single door, plated, brass | 222 | 104.34
42 |  | Fire Alarm Installation Accessories | RSG Door Holders & Accessories | DH24120GB2 | Ground mount, double door, plated, brass | 281 | 132.07
|  | Fire Alarm Installation Accessories | RSG Door Holders & Accessories | DH24120GPC1 | Ground mount, single door, powder coated, chrome | 202 | 94.94
1712 |  | Fire Alarm Installation Accessories | RSG Door Holders & Accessories | DH24120GPC2 | Ground mount, double door, powder coated, chrome | 257 | 120.79
40 |  | Fire Alarm Installation Accessories | RSG Door Holders & Accessories | DH24120GPD1 | Ground mount, single door, powder coated, dark bronze | 263 | 123.61
2565 |  | Fire Alarm Installation Accessories | RSG Door Holders & Accessories | DH24120GPD2 | Ground mount, double door, powder coated, dark bronze | 324 | 152.28
1821 |  | Fire Alarm Installation Accessories | RSG Door Holders & Accessories | DH24120SB | Surface mount, plated, brass | 175 | 82.25
1834 |  | Fire Alarm Installation Accessories | RSG Door Holders & Accessories | DH24120SPC | Surface mount, powder coated, chrome | 159 | 74.73
2624 |  | Fire Alarm Installation Accessories | RSG Door Holders & Accessories | DH24120SPD | Surface mount, powder coated, dark bronze | 201 | 94.47
1280 |  | Fire Alarm Installation Accessories | RSG Door Holders & Accessories | DH24120WB | Recessed, plated, brass | 156 | 73.32
844 |  | Fire Alarm Installation Accessories | RSG Door Holders & Accessories | DH24120WD | Recessed, powder coated, dark bronze | 165 | 77.55
48 |  | Fire Alarm Installation Accessories | RSG Door Holders & Accessories | DH24120WPC | Recessed, powder coated, chrome | 148 | 69.56
1326 |  | Fire Alarm Installation Accessories | RSG Door Holders & Accessories | DHBBB | Surface mount back box, plated, brass | 36 | 16.88
847 |  | Fire Alarm Installation Accessories | RSG Door Holders & Accessories | DHBBD | Surface mount back box, powder coated, dark bronze | 41.5 | 19.3
1323 |  | Fire Alarm Installation Accessories | RSG Door Holders & Accessories | DHBBPC | Surface mount back box, powder coated, chrome | 34.5 | 16.09
50 |  | Fire Alarm Installation Accessories | RSG Door Holders & Accessories | DHCPB | Catch plate, plated, brass | 21.5 | 9.92
1456 |  | Fire Alarm Installation Accessories | RSG Door Holders & Accessories | DHCPC | Catch plate, powder coated, chrome | 21 | 9.87
1457 |  | Fire Alarm Installation Accessories | RSG Door Holders & Accessories | DHCPD | Catch plate, powder coated, dark bronze | 25.5 | 11.99
1458 |  | Fire Alarm Installation Accessories | RSG Door Holders & Accessories | DHDF | Swivel base mounting drill fixture | 418 | 196.46
1459 |  | Fire Alarm Installation Accessories | RSG Door Holders & Accessories | DHE.5B | .5” extension rod, plated, brass | 15.5 | 7.24
1562 |  | Fire Alarm Installation Accessories | RSG Door Holders & Accessories | DHE.5D | .5” extension rod, powder coated, dark bronze | 18 | 8.31
1572 |  | Fire Alarm Installation Accessories | RSG Door Holders & Accessories | DHE.5PC | .5” extension rod, powder coated, chrome | 15.5 | 7.24
1574 |  | Fire Alarm Installation Accessories | RSG Door Holders & Accessories | DHE1.5APC | 1.5” adjustable extension rod, powder coated, chrome | 17.5 | 8.05
2454 |  | Fire Alarm Installation Accessories | RSG Door Holders & Accessories | DHE1.5B | 1.5” extension rod, plated, brass | 18 | 8.31
2459 |  | Fire Alarm Installation Accessories | RSG Door Holders & Accessories | DHE1.5D | 1.5” extension rod, powder coated, dark bronze | 21 | 9.87
|  | Fire Alarm Installation Accessories | RSG Door Holders & Accessories | DHE1.5PC | 1.5” extension rod, powder coated, chrome | 16 | 7.51
2617 |  | Fire Alarm Installation Accessories | RSG Door Holders & Accessories | DHE1B | 1” extension rod, plated, brass | 14 | 6.57
2618 |  | Fire Alarm Installation Accessories | RSG Door Holders & Accessories | DHE1D | 1” extension rod, powder coated, dark bronze | 18 | 8.31
804 |  | Fire Alarm Installation Accessories | RSG Door Holders & Accessories | DHE1PC | 1” extension rod, powder coated, chrome | 15.5 | 7.24
1518 |  | Fire Alarm Installation Accessories | RSG Door Holders & Accessories | DHE2APC | 2” adjustable extension rod, powder coated, chrome | 19.5 | 9.17
2560 |  | Fire Alarm Installation Accessories | RSG Door Holders & Accessories | DHE2B | 2” extension rod, plated, brass | 21.5 | 9.92
1811 |  | Fire Alarm Installation Accessories | RSG Door Holders & Accessories | DHE2D | 2” extension rod, powder coated, dark bronze | 21.5 | 9.92
1332 |  | Fire Alarm Installation Accessories | RSG Door Holders & Accessories | DHE2PC | 2” extension rod, powder coated, chrome | 21 | 9.87
1722 |  | Fire Alarm Installation Accessories | RSG Door Holders & Accessories | DHE3B | 3” extension rod, plated, brass | 21 | 9.78
2472 |  | Fire Alarm Installation Accessories | RSG Door Holders & Accessories | DHE3D | 3” extension rod, powder coated, dark bronze | 21 | 9.78
2473 |  | Fire Alarm Installation Accessories | RSG Door Holders & Accessories | DHE3PC | 3” extension rod, powder coated, chrome | 21.5 | 9.92
2566 |  | Fire Alarm Installation Accessories | RSG Door Holders & Accessories | DHE4AB | 4” adjustable extension rod, plated, brass | 26.5 | 12.46
2038 |  | Fire Alarm Installation Accessories | RSG Door Holders & Accessories | DHE4AD | 4” adjustable extension rod, powder coated, dark bronze | 31 | 14.57
2452 |  | Fire Alarm Installation Accessories | RSG Door Holders & Accessories | DHE4APC | 4” adjustable extension rod, powder coated, chrome | 23.5 | 10.99
1619 |  | Fire Alarm Installation Accessories | RSG Door Holders & Accessories | DHE4PC | 4” extension rod, powder coated, chrome | 23.5 | 10.99
1832 |  | Fire Alarm Installation Accessories | RSG Door Holders & Accessories | DHE5B | 5” extension rod, plated, brass | 27.5 | 12.93
432 |  | Fire Alarm Installation Accessories | RSG Door Holders & Accessories | DHE5D | 5” extension rod, powder coated, dark bronze | 28 | 13.16
1754 |  | Fire Alarm Installation Accessories | RSG Door Holders & Accessories | DHE5PC | 5” extension rod, powder coated, chrome | 29.5 | 13.67
2485 |  | Fire Alarm Installation Accessories | RSG Door Holders & Accessories | DHSBB | Swivel base, plated, brass | 58 | 27.06
74 |  | Fire Alarm Installation Accessories | RSG Door Holders & Accessories | DHSBD | Swivel base, powder coated, dark bronze | 60.5 | 28.41
2463 |  | Fire Alarm Installation Accessories | RSG Door Holders & Accessories | DHSBPC | Swivel base, powder coated, chrome | 51 | 23.85
1313 | Discontinued | Fire Alarm Installation Accessories | RSG Door Holders & Accessories | DHW | Extension wrench (2 pcs.) | 0 | 0
1723 | Discontinued | Fire Alarm Installation Accessories | STI Device & Appliance Covers & Guards | SS2144XT-EN | Green Stopper Station, Universal Cover with Horn, Flush Mount, Momentary Button, EXIT label, English | 0 | 0
2554 |  | Fire Alarm Installation Accessories | STI Device & Appliance Covers & Guards | SS2201EV-EN | Yellow Stopper Station, No Cover, Push and Turn-to-Reset Button, EVACUATION label, English | 143 | 75.79
2619 |  | Fire Alarm Installation Accessories | STI Device & Appliance Covers & Guards | SS2400EM-EN | Blue Stopper Station, No Cover, Push and Key-to-Rest button, EMERGENCY label, English | 140 | 74.2
569 |  | Fire Alarm Installation Accessories | STI Device & Appliance Covers & Guards | SS2440EM-EN | Blue Stopper Station, Universal Cover with Horn, Flush Mount, Push and Key-to-Reset Button, EMERGENCY label, English | 285 | 151.05
571 |  | Fire Alarm Installation Accessories | STI Device & Appliance Covers & Guards | STI1100 | Stopper II with horn, flush | 170 | 90.1
1302 |  | Fire Alarm Installation Accessories | STI Device & Appliance Covers & Guards | STI1130 | Stopper II with horn, surface | 187 | 99.11
2458 |  | Fire Alarm Installation Accessories | STI Device & Appliance Covers & Guards | STI1200 | Stopper II, no horn, flush | 112 | 59.36
2668 |  | Fire Alarm Installation Accessories | STI Device & Appliance Covers & Guards | STI1210D | Horn strobe cover, surface mount. | 93 | 49.3
2621 |  | Fire Alarm Installation Accessories | STI Device & Appliance Covers & Guards | STI1210E | Horn strobe cover, flush mount. | 78.5 | 41.61
2622 |  | Fire Alarm Installation Accessories | STI Device & Appliance Covers & Guards | STI1221D | Strobe cover, surface mount. | 93 | 49.3
1760 |  | Fire Alarm Installation Accessories | STI Device & Appliance Covers & Guards | STI1221E | Strobe cover, flush mount. | 73 | 38.69
2567 |  | Fire Alarm Installation Accessories | STI Device & Appliance Covers & Guards | STI1229 | NEMA 4X rated Stopper dome | 217 | 115.01
845 |  | Fire Alarm Installation Accessories | STI Device & Appliance Covers & Guards | STI1230 | Stopper II, no horn, surface | 132 | 69.96
1715 |  | Fire Alarm Installation Accessories | STI Device & Appliance Covers & Guards | STI1250 | Weather Stopper II, flush mount | 111 | 58.83
1623 |  | Fire Alarm Installation Accessories | STI Device & Appliance Covers & Guards | STI1280 | Back Plate for Stopper II Series | 38 | 20.14
337 |  | Fire Alarm Installation Accessories | STI Device & Appliance Covers & Guards | STI-13000NC | Universal Stopper, Flush Mount, Clear | 98.5 | 52.21
36 |  | Fire Alarm Installation Accessories | STI Device & Appliance Covers & Guards | STI-13020FR | Universal Stopper, Flush Mount, HORN,RED,FIRE | 217 | 115.01
582 |  | Fire Alarm Installation Accessories | STI Device & Appliance Covers & Guards | STI-13200NC | Universal Stopper,Surface Mount, Clear | 132 | 69.96
584 |  | Fire Alarm Installation Accessories | STI Device & Appliance Covers & Guards | STI-13210FR | Universal Stopper,Surface Mount, RED,FIRE | 145 | 76.85
1209 |  | Fire Alarm Installation Accessories | STI Device & Appliance Covers & Guards | STI-13210NW | Universal Stopper,Surface Mount, WHITE, No Label | 169 | 89.57
1771 |  | Fire Alarm Installation Accessories | STI Device & Appliance Covers & Guards | STI-13210NY | Universal Stopper,Surface Mount, YELLOW, No Label | 169 | 89.57
846 |  | Fire Alarm Installation Accessories | STI Device & Appliance Covers & Guards | STI-13220FR | Universal Stopper,Surface Mount,HORN,RED,FIRE | 243 | 128.79
1445 |  | Fire Alarm Installation Accessories | STI Device & Appliance Covers & Guards | STI-13220NY | Universal Stopper,Surface Mount,HORN,YELLOW, No Label | 268 | 142.04
38 |  | Fire Alarm Installation Accessories | STI Device & Appliance Covers & Guards | STI-13230FR | Universal Stopper,Surface Mount,,HORN,RLY,FIRE,RED | 331 | 175.43
2623 |  | Fire Alarm Installation Accessories | STI Device & Appliance Covers & Guards | STI3002 | Weather gasket. | 19.5 | 10.34
2568 |  | Fire Alarm Installation Accessories | STI Device & Appliance Covers & Guards | STI3003 | Conduit gasket. | 14.5 | 8.7
1823 |  | Fire Alarm Installation Accessories | STI Device & Appliance Covers & Guards | STI3100 | Conduit spacer, surface mount. | 39.5 | 20.94
44 |  | Fire Alarm Installation Accessories | STI Device & Appliance Covers & Guards | STI3150 | Weather Stopper II, surface mount | 153 | 81.09
1267 |  | Fire Alarm Installation Accessories | STI Device & Appliance Covers & Guards | STI4100 | Stopper G, large cover | 124 | 65.72
1250 | Discontinued | Fire Alarm Installation Accessories | STI Device & Appliance Covers & Guards | STI6100 | STOPPER "G" STANDARD BREAK GLASS COVER | 0 | 0
1558 |  | Fire Alarm Installation Accessories | STI Device & Appliance Covers & Guards | STI7510A | POLY ENCL,CLEAR,K-L,4.59" DEEP | 116 | 61.48
1763 | Discontinued | Fire Alarm Installation Accessories | STI Device & Appliance Covers & Guards | STI7511A | LOCKABLE ENCLOSURE, INTERNAL DIMENSIONS 8.5 L X 6.5W X 4.6D, WITH THUMB LOCK | 0 | 0
1764 | Discontinued | Fire Alarm Installation Accessories | STI Device & Appliance Covers & Guards | STI-7521-HTR | ENCLOSURE, HEATED, THUMB LOCK | 0 | 0
35 |  | Fire Alarm Installation Accessories | STI Device & Appliance Covers & Guards | STI7530 | Lockable enclosure, internal dimensions 14.2" L x 12.2" W x 6.4" D, with key lock | 384 | 203.52
1800 | Discontinued | Fire Alarm Installation Accessories | STI Device & Appliance Covers & Guards | STI-7551 | Lockable enclosure, internal dimensions 24.7" L x 19.7" W x 7.3" D, with thumb lock | 0 | 0
1837 |  | Fire Alarm Installation Accessories | STI Device & Appliance Covers & Guards | STI-7560AH | PROTECTIVE CABINET,METAL,HEATED | 8110 | 4298.3
1286 |  | Fire Alarm Installation Accessories | STI Device & Appliance Covers & Guards | STI8100 | Smoke Detector Damage Stopper, clear, flush mount | 73 | 38.69
1419 |  | Fire Alarm Installation Accessories | STI Device & Appliance Covers & Guards | STI9601 | Steel WEB Stopper, low profile detectors, flush mount | 67.5 | 35.78
1530 |  | Fire Alarm Installation Accessories | STI Device & Appliance Covers & Guards | STI9602 | Steel WEB Stopper, low profile detectors, surface mount. | 64 | 33.92
37 |  | Fire Alarm Installation Accessories | STI Device & Appliance Covers & Guards | STI9604 | Steel WEB Stopper, mini detectors, flush mount | 67.5 | 35.78
1370 | Discontinued | Fire Alarm Installation Accessories | STI Device & Appliance Covers & Guards | STI9604SS | STAINLESS STEEL GUARD | 0 | 0
|  | Fire Alarm Installation Accessories | STI Device & Appliance Covers & Guards | STI9605 | Steel WEB Stopper, mini detectors, surface mount | 64 | 33.92
2535 |  | Fire Alarm Installation Accessories | STI Device & Appliance Covers & Guards | STI9609 | Steel WEB Stopper, high profile detectors, flush mount | 67.5 | 35.78
1427 |  | Fire Alarm Installation Accessories | STI Device & Appliance Covers & Guards | STI9610 | Steel WEB Stopper, high profile detectors, surface mount. | 64 | 33.92
2487 |  | Fire Alarm Installation Accessories | STI Device & Appliance Covers & Guards | STI9621 | Steel WEB Stopper, internal dimensions 7.0"L x 5.75" W x 4.5" D | 86.5 | 45.85
1253 |  | Fire Alarm Installation Accessories | STI Device & Appliance Covers & Guards | STI9625 | STI beam detector guard; use with 6424 | 173 | 91.69
2039 |  | Fire Alarm Installation Accessories | STI Device & Appliance Covers & Guards | STI9705 | Strobe wire Guard Damage Stopper ® - white, wall, flush | 55.5 | 29.42
2041 |  | Fire Alarm Installation Accessories | STI Device & Appliance Covers & Guards | STI9705-R | Strobe wire Guard Damage Stopper ® - red, wall, flush | 55.5 | 29.42
2042 |  | Fire Alarm Installation Accessories | STI Device & Appliance Covers & Guards | STI9706 | STI projected beam detector guard, flush mount | 109 | 57.77
2043 |  | Fire Alarm Installation Accessories | STI Device & Appliance Covers & Guards | STI9707 | STI projected beam detector guard, surface mount (detector mounted on backbox), use with FSB200, FSB200S, BEAM1224, and BEAM1224S | 109 | 57.77
2064 |  | Fire Alarm Installation Accessories | STI Device & Appliance Covers & Guards | STI9708 | Strobe wire Guard Damage Stopper - white, wall, deep / surface | 65 | 34.45
1344 |  | Fire Alarm Installation Accessories | STI Device & Appliance Covers & Guards | STI9708-R | Strobe wire Guard Damage Stopper- red, wall, deep / surface | 65 | 34.45
843 |  | Fire Alarm Installation Accessories | STI Device & Appliance Covers & Guards | STI9711 | Strobe wire Guard Damage Stopper - white, ceiling, flush | 55.5 | 29.42
1766 |  | Fire Alarm Installation Accessories | STI Device & Appliance Covers & Guards | STI9713 | Steel WEB Stopper, SS-P smoke detector | 65 | 34.45
1767 |  | Fire Alarm Installation Accessories | STI Device & Appliance Covers & Guards | STI9714 | Strobe wire Guard Damage Stopper - white, ceiling, deep / surface | 65 | 34.45
1420 |  | Fire Alarm Installation Accessories | STI Enclosures | EF060604-O | Fiberglass Enclosure Opaque 6x6x4 | 143 | 128.25
1435 |  | Fire Alarm Installation Accessories | STI Enclosures | EF060604-W | Fiberglass Enclosure Opaque with Window 6x6x4 | 201 | 180.58
1625 |  | Fire Alarm Installation Accessories | STI Enclosures | EF080604-O | Fiberglass Enclosure Opaque 8x6x4 | 148 | 132.35
2537 |  | Fire Alarm Installation Accessories | STI Enclosures | EF080604-W | Fiberglass Enclosure Opaque with Window 8x6x4 | 202 | 181.6
73 |  | Fire Alarm Installation Accessories | STI Enclosures | EF080804-O | Fiberglass Enclosure Opaque 8x8x4 | 152 | 136.46
1255 |  | Fire Alarm Installation Accessories | STI Enclosures | EF080804-W | Fiberglass Enclosure Opaque with Window 8x8x4 | 240 | 215.46
2533 |  | Fire Alarm Installation Accessories | STI Enclosures | EF100806-O | Fiberglass Enclosure Opaque 10x8x6 | 161 | 144.67
841 |  | Fire Alarm Installation Accessories | STI Enclosures | EF100806-W | Fiberglass Enclosure Opaque with Window 10x8x6 | 239 | 214.43
1948 |  | Fire Alarm Installation Accessories | STI Enclosures | EF121006-O | Fiberglass Enclosure Opaque 12x10x6 | 176 | 158
137 |  | Fire Alarm Installation Accessories | STI Enclosures | EF121006-W | Fiberglass Enclosure Opaque with Window 12x10x6 | 263 | 235.98
138 |  | Fire Alarm Installation Accessories | STI Enclosures | EF141206-O | Fiberglass Enclosure Opaque 14x12x6 | 218 | 195.97
1327 |  | Fire Alarm Installation Accessories | STI Enclosures | EF141206-W | Fiberglass Enclosure Opaque with Window 14x12x6 | 354 | 318.06
448 |  | Fire Alarm Installation Accessories | STI Enclosures | EF141208-O | Fiberglass Enclosure Opaque 14x12x8 | 239 | 214.43
|  | Fire Alarm Installation Accessories | STI Enclosures | EF141208-W | Fiberglass Enclosure Opaque with Window 14x12x8 | 459 | 412.45
|  | Fire Alarm Installation Accessories | STI Enclosures | EF161408-O | Fiberglass Enclosure Opaque 16x14x8 | 256 | 229.82
|  | Fire Alarm Installation Accessories | STI Enclosures | EF161408-W | Fiberglass Enclosure Opaque with Window 16x14x8 | 474 | 425.79
338 |  | Fire Alarm Installation Accessories | STI Enclosures | EF181610-O | Fiberglass Enclosure Opaque 18x16x10 | 314 | 282.15
447 |  | Fire Alarm Installation Accessories | STI Enclosures | EF181610-W | Fiberglass Enclosure Opaque with Window 18x16x10 | 488 | 439.13
1711 |  | Fire Alarm Installation Accessories | STI Enclosures | EF201610-O | Fiberglass Enclosure Opaque 20x16x10 | 474 | 425.79
464 |  | Fire Alarm Installation Accessories | STI Enclosures | EF201610-W | Fiberglass Enclosure Opaque with Window 20x16x10 | 740 | 661.77
840 |  | Fire Alarm Installation Accessories | STI Enclosures | EP060605-O | Polycarbonate Enclosure Opaque 6x6x5 | 95 | 85.16
1261 |  | Fire Alarm Installation Accessories | STI Enclosures | EP060605-T | Polycarbonate Enclosure Tinted 6x6x5 | 108 | 96.46
2040 |  | Fire Alarm Installation Accessories | STI Enclosures | EP080605-O | Polycarbonate Enclosure Opaque 8x6x5 | 101 | 90.29
2044 |  | Fire Alarm Installation Accessories | STI Enclosures | EP080605-T | Polycarbonate Enclosure Tinted 8x6x5 | 107 | 95.42
2045 |  | Fire Alarm Installation Accessories | STI Enclosures | EP080805-O | Polycarbonate Enclosure Opaque 8x8x5 | 106 | 94.91
2421 |  | Fire Alarm Installation Accessories | STI Enclosures | EP080805-T | Polycarbonate Enclosure Tinted 8x8x5 | 119 | 106.7
2445 |  | Fire Alarm Installation Accessories | STI Enclosures | EP100806-O | Polycarbonate Enclosure Opaque 10x8x6 | 108 | 96.44
1631 |  | Fire Alarm Installation Accessories | STI Enclosures | EP100806-T | Polycarbonate Enclosure Tinted 10x8x6 | 134 | 120.04
842 |  | Fire Alarm Installation Accessories | STI Enclosures | EP100807-O | Polycarbonate Enclosure Opaque 10x8x7 | 116 | 103.63
1870 |  | Fire Alarm Installation Accessories | STI Enclosures | EP100807-T | Polycarbonate Enclosure Tinted 10x8x7 | 140 | 125.17
1309 |  | Fire Alarm Installation Accessories | STI Enclosures | EP101006-O | Polycarbonate Enclosure Opaque 10x10x6 | 122 | 109.78
2534 |  | Fire Alarm Installation Accessories | STI Enclosures | EP101006-T | Polycarbonate Enclosure Tinted 10x10x6 | 142 | 127.22
2542 |  | Fire Alarm Installation Accessories | STI Enclosures | EP121007-O | Polycarbonate Enclosure Opaque 12x10x7 | 125 | 111.83
2562 |  | Fire Alarm Installation Accessories | STI Enclosures | EP121007-T | Polycarbonate Enclosure Tinted 12x10x7 | 149 | 133.38
2563 |  | Fire Alarm Installation Accessories | STI Enclosures | EP141207-O | Polycarbonate Enclosure Opaque 14x12x7 | 153 | 137.48
2564 |  | Fire Alarm Installation Accessories | STI Enclosures | EP141207-T | Polycarbonate Enclosure Tinted 14x12x7 | 202 | 181.6
1179 |  | Fire Alarm Installation Accessories | STI Enclosures | EP161409-O | Polycarbonate Enclosure Opaque 16x14x9 | 174 | 155.95
2054 |  | Fire Alarm Installation Accessories | STI Enclosures | EP161409-T | Polycarbonate Enclosure Tinted 16x14x9 | 250 | 224.69
2058 |  | Fire Alarm Installation Accessories | STI Enclosures | EP181604-O | Polycarbonate Enclosure Opaque 18x16x5 | 199 | 178.52
2633 |  | Fire Alarm Installation Accessories | STI Enclosures | EP181604-T | Polycarbonate Enclosure Tinted 18x16x5 | 272 | 244.19
1516 |  | Fire Alarm Installation Accessories | STI Enclosures | EP181611-O | Polycarbonate Enclosure Opaque 18x16x11 | 231 | 207.25
|  | Fire Alarm Installation Accessories | STI Enclosures | EP181611-T | Polycarbonate Enclosure Tinted 18x16x11 | 327 | 293.44
2609 |  | Fire Alarm Installation Accessories | STI Enclosures | EP201608-O | Polycarbonate Enclosure Opaque 20x16x9 | 395 | 355
2611 |  | Fire Alarm Installation Accessories | STI Enclosures | EP201608-T | Polycarbonate Enclosure Tinted 20x16x9 | 415 | 373.46
1798 |  | Fire Alarm Installation Accessories | STI Enclosures | EP242410-O | Polycarbonate Enclosure Opaque 24x24x10 | 625 | 559.17
1799 |  | Fire Alarm Installation Accessories | STI Enclosures | EP242410-T | Polycarbonate Enclosure Tinted 24x24x10 | 740 | 661.77
1801 |  | Fire Alarm Installation Accessories | Supervisory Valve Switches | OSY2 | Outside screw & yoke supervisory switch W/2 SPDT. | 197 | 90.5
1824 |  | Fire Alarm Installation Accessories | Supervisory Valve Switches | PIBV2 | Post indicator butterfly valve supervisory switch w/2 SPDT. | 178 | 88.92
75 |  | Fire Alarm Installation Accessories | System Sensor Waterflow Switches & Supervisory Devices | WFD20N | Waterflow detector, schedule 10/40, 2” | 328 | 154.16
1233 |  | Fire Alarm Installation Accessories | System Sensor Waterflow Switches & Supervisory Devices | WFD25N | Waterflow detector, schedule 10/40, 2-1/2” | 328 | 154.16
1629 |  | Fire Alarm Installation Accessories | System Sensor Waterflow Switches & Supervisory Devices | WFD30N | Waterflow detector, 3” flow, 2” hole | 328 | 154.16
1835 |  | Fire Alarm Installation Accessories | System Sensor Waterflow Switches & Supervisory Devices | WFD40N | Waterflow detector, schedule 10/40, 4” | 328 | 150.72
335 |  | Fire Alarm Installation Accessories | System Sensor Waterflow Switches & Supervisory Devices | WFD50N | Waterflow detector, schedule 10/40, 5” | 319 | 149.93
1376 |  | Fire Alarm Installation Accessories | System Sensor Waterflow Switches & Supervisory Devices | WFD60N | Waterflow detector, schedule 10/40, 6” | 307 | 139.33
|  | Fire Alarm Installation Accessories | System Sensor Waterflow Switches & Supervisory Devices | WFD80N | Waterflow detector, schedule 10/40, 8” | 363 | 170.61
|  | Fire Alarm Installation Accessories | System Sensor Waterflow Switches & Supervisory Devices | WFDTN | T-Tap Waterflow detector, 1”, 1-1/4”, 1-1/2” | 328 | 150.72
|  | Gas Detection - Commercial | 301C Controllers | 301-ADI | 301-ADI Analog Digital Input Converter (4-20mA to Modbus RS-485) | 4090 | 3264.96
1228 |  | Gas Detection - Commercial | 301C Controllers | 301-C | 301C Controller, Plastic Enclosure | 1770 | 1413.6
1531 |  | Gas Detection - Commercial | 301C Controllers | 301-C-DLC | 301C Controller, with Datalogger, Plastic Enclosure | 2330 | 1860.48
2418 |  | Gas Detection - Commercial | 301C Controllers | 301-R8-FS | 301-R8 Relay Module with 8 Relays, Failsafe | 580 | 460.56
1782 |  | Gas Detection - Commercial | 301C Controllers | 420-I | 420I Digital Analog Output Converter. Modbus RS-485 to 4-20mA | 1380 | 1103.52
1856 |  | Gas Detection - Commercial | 301EM-20 | 129570-L3 | Combustible Explosion Proof Sensor - (GAIN 1.0-1.3 / Methane) | 960 | 766.08
181 |  | Gas Detection - Commercial | 301EM-20 | 301-EM-US3 | 301-EM Controller Type 3 US | 1850 | 1477.44
2486 |  | Gas Detection - Commercial | 301EM-20 | S301-IRF-R11 | 301-IRFS-R11 Refrigerant Gas Sensor | 2050 | 1632.48
2672 |  | Gas Detection - Commercial | 301EM-20 | S301-IRF-R123 | 301-IRFS-R123 Refrigerant Gas Sensor | 2050 | 1632.48
2673 |  | Gas Detection - Commercial | 301EM-20 | S301-IRF-R125 | 301-IRFS-R125 Refrigerant Gas Sensor | 2050 | 1632.48
449 |  | Gas Detection - Commercial | 301EM-20 | S301-IRF-R134A | 301-IRFS-R134a Refrigerant Gas Sensor | 2050 | 1632.48
1460 |  | Gas Detection - Commercial | 301EM-20 | S301-IRF-R22 | 301-IRFS-R22 Refrigerant Gas Sensor | 2050 | 1632.48
1461 |  | Gas Detection - Commercial | 301EM-20 | S301-IRF-R404A | 301-IRFS-R404a Refrigerant Gas Sensor | 2050 | 1632.48
1462 |  | Gas Detection - Commercial | 301EM-20 | S301-IRF-R407C | 301-IRFS-R407c Refrigerant Gas Sensor | 2050 | 1632.48
1463 |  | Gas Detection - Commercial | 301EM-20 | S301-IRF-R410A | 301-IRFS-R410a Refrigerant Gas Sensor | 2050 | 1632.48
1514 |  | Gas Detection - Commercial | 301EM-20 | S301-IRF-R4310 | 301-IRFS-R4310 Refrigerant Gas Sensor | 2050 | 1632.48
1721 |  | Gas Detection - Commercial | 301EM-20 | S301-IRF-R507A | 301-IRFS-R507a Refrigerant Gas Sensor | 2050 | 1632.48
1598 | New | Gas Detection - Commercial | Accessories | ALTV248600UL | 8 OUTPUT VAC POWER SUPPLY. 24VAC@25A OR 28VAC@20A. UL/CUL. | 510 | 404.93
1773 |  | Gas Detection - Commercial | Accessories | M-503380 | Transformer 50 VA | 69 | 55.18
1774 |  | Gas Detection - Commercial | Accessories | M-600400 | 24 VAC/VDC Power Supply, 6.5A UL Approved | 510 | 406.75
2016 |  | Gas Detection - Commercial | Calibration | 11337-L9 | IR-F9 Calibration Kit for use with 58/103L Cylinders | 580 | 460.56
2017 |  | Gas Detection - Commercial | Calibration | 1309K0002 | Cal Kit 58-103L Cylinders (All Products except SQN8x, IR-F9 & XCD) | 875 | 697.68
2018 |  | Gas Detection - Commercial | Calibration | 1991-0159 | H2 (500 ppm), Air Balance, 103 L | 168 | 154.17
2019 |  | Gas Detection - Commercial | Calibration | 705CALKIT | Calibration kit for Sensepoint XCD RFD - includes tubing, flow adaptor, regulator and carrying case (998-100-004, 00780-A-0035, 998-100-012 (1.5LPM),998-100-003) | 635 | 582.08
2020 |  | Gas Detection - Commercial | Calibration | 998-012-001 | CH4 (25% LEL), Air Balance, 103 L | 258 | 206.11
2048 |  | Gas Detection - Commercial | Calibration | 998-022-001 | CH4 (50% LEL), Air Balance, 103 L | 267 | 245.42
2052 |  | Gas Detection - Commercial | Calibration | GFV213 | NH3 (25 ppm), N2 Balance, 58 L | 595 | 474.24
2056 |  | Gas Detection - Commercial | Calibration | GFV543 | HFO-1234yf (500 ppm), N2 Balance, 103 L | 259 | 207.02
1810 |  | Gas Detection - Commercial | Calibration | GFV544 | HFO-1234yf (1000 ppm), N2 Balance, 103 L | 259 | 207.02
2674 |  | Gas Detection - Commercial | Calibration | GFV545 | HFO-1234yf (3000 ppm), N2 Balance, 103 L | 259 | 207.02
2675 |  | Gas Detection - Commercial | Calibration | M-500975 | CH4 (1% / 20% LEL), Air Balance, 103 L | 258 | 206.11
1630 |  | Gas Detection - Commercial | Calibration | M-500976 | H2 (1% / 20% LEL), Air Balance, 103 L | 258 | 206.11
1860 |  | Gas Detection - Commercial | Calibration | M-500988 | CO (200 ppm), N2 Balance, 103 L | 258 | 206.11
1532 |  | Gas Detection - Commercial | Calibration | M-501008 | Air, Air Balance, 103 L | 258 | 206.11
|  | Gas Detection - Commercial | Calibration | M-501046 | H2S (25 ppm), N2 Balance, 58 L | 291 | 232.56
|  | Gas Detection - Commercial | Calibration | M-501052 | Cl2 (5 ppm), N2 Balance, 58 L | 365 | 291.84
347 |  | Gas Detection - Commercial | Calibration | M-501054 | NO2 (5 ppm), N2 Balance, 58 L | 535 | 426.82
2666 |  | Gas Detection - Commercial | Calibration | M-501055 | SO2 (5 ppm), N2 Balance, 58 L | 291 | 232.56
1923 |  | Gas Detection - Commercial | Calibration | M-501062 | Cal Kit Tubing 6 ft. 1/8 I.D X 1/4 O.D for SQN8x | 11.5 | 9.07
2059 |  | Gas Detection - Commercial | Calibration | M-507700 | C3H8 (20% LEL), Air Balance, 103 L | 258 | 206.11
76 |  | Gas Detection - Commercial | Calibration | M-700144 | Demand Flow Regulator 58-103L Cylinders, 0-3LPM for SQN8x | 437 | 349.3
336 |  | Gas Detection - Commercial | Calibration | TEST-1A | Bump test kit; includes Balloon adapter & Quad Gas Cylinder: H2S (40 ppm), CO (200 ppm), CH4 (2.5%), O2 (10%) | 114 | 90.74
1945 |  | Gas Detection - Commercial | Calibration | XCDCOMBKIT | Sensepoint XCD Combustilbe Calibration Kit | 453 | 416.37
2613 |  | Gas Detection - Commercial | Calibration | XCDRTDKIT | Calibration kit for Sensepoint XCD RTD - includes calibration cover, potentiometer, adjustment tool, flow housing, regulator and tubing (2106B2114, 02000-A-1645, 998-100-012, 998-100-003, 998-100-004) | 610 | 561.11
2615 |  | Gas Detection - Commercial | Calibration | XCDTOXKIT | Sensepoint XCD Toxic Calibration Kit | 453 | 416.37
431 |  | Gas Detection - Commercial | E³Point | 1309-0071 | Protective Wire Guard for E³Point | 125 | 99.41
450 |  | Gas Detection - Commercial | E³Point | 1309A0035 | Hydrogen sulfide (H2S); -40° to 50°C (-40° to 122°F) | 319 | 254.45
1321 |  | Gas Detection - Commercial | E³Point | 1309A0036 | Oxygen (O2); -40° to 50°C (-40° to 122°F) | 319 | 254.45
2437 |  | Gas Detection - Commercial | E³Point | 1309A0037 | Nitrogen dioxide (NO2); -40° to 50°C (-40° to 122°F) | 321 | 256.27
2450 |  | Gas Detection - Commercial | E³Point | 1309A0038 | Carbon monoxide (CO); -20° to 50°C (-4° to 122°F) | 300 | 239.86
2457 |  | Gas Detection - Commercial | E³Point | 1309A0039 | Hydrogen (H2); -40° to 50°C (-40° to 122°F) | 319 | 254.45
1838 |  | Gas Detection - Commercial | E³Point | 1309A0040 | Methane (CH4); -40° to 50°C (-40° to 122°F) | 319 | 254.45
453 |  | Gas Detection - Commercial | E³Point | 1309A0041 | Propane (C3H8); -40° to 50°C (-40° to 122°F) | 319 | 254.45
2015 |  | Gas Detection - Commercial | E³Point | 1309A0042 | E³Point Without Sensor, Wall Mount, Analog, 24VAC/DC | 469 | 374.83
2021 |  | Gas Detection - Commercial | E³Point | 1309A0043 | E³Point Without Sensor, Wall Mount, Analog, 120VAC | 560 | 445.06
2022 |  | Gas Detection - Commercial | E³Point | 1309A0047 | E³Point Without Sensor, Wall Mount, Modbus/BACnet, 24VAC/DC | 565 | 450.53
2046 |  | Gas Detection - Commercial | E³Point | 1309A0049 | E³Point Without Sensor, Duct Mount, Analog, 24VAC/DC | 795 | 633.84
2050 |  | Gas Detection - Commercial | E³Point | 1309A0056 | E³Point Remote Sensor, Oxygen (O2) | 380 | 303.7
2062 |  | Gas Detection - Commercial | E³Point | 1309A0057 | E³Point Remote Sensor, Nitrogen dioxide (NO2) | 380 | 303.7
1666 |  | Gas Detection - Commercial | E³Point | 1309A0058 | E³Point Remote Sensor, Hydrogen sulfide (H2S) | 380 | 303.7
2608 |  | Gas Detection - Commercial | E³Point | 1309A0059 | E³Point Remote Sensor, Hydrogen (H2) | 380 | 303.7
2610 |  | Gas Detection - Commercial | E³Point | 1309A0060 | E³Point Remote Sensor, Carbon monoxide (CO) | 381 | 304.61
1181 |  | Gas Detection - Commercial | E³Point | 1309A0061 | E³Point Remote Sensor, Methane (CH4) | 380 | 303.7
1950 |  | Gas Detection - Commercial | E³Point | 1309A0062 | E³Point Remote Sensor, Propane (C3H8) | 380 | 303.7
2008 |  | Gas Detection - Commercial | E³Point | 1309K0003 | Splash Guard Enclosure | 193 | 154.13
2009 |  | Gas Detection - Commercial | IR-F9 | M-700051 | IR-F9-R407a-0/500-COM, R407a 0/500 ppm, Commercial Enclosure CARB COMPLIANT | 1850 | 1477.44
2010 |  | Gas Detection - Commercial | IR-F9 | M-700265 | IR-F9-HFO1234yf-0/1000-COM, HFO1234yf 0/500 ppm, Commercial Enclosure CARB COMPLIANT | 1850 | 1477.44
2011 |  | Gas Detection - Commercial | IR-F9 | M-700270 | IR-F9-HFO1234yf-0/1000-COM, HFO1234yf 0/1000 ppm, Commercial Enclosure | 1850 | 1477.44
1621 |  | Gas Detection - Commercial | IR-F9 | M-700275 | IR-F9-HFO1234yf-0/1000-COM, HFO1234yf 0/3000 ppm, Commercial Enclosure | 1850 | 1477.44
1626 | New | Gas Detection - Commercial | Sensepoint (Refrigerants) | SPLCB3BARCXNZZ | SPXCL-BT-CO2 5000PPM-MA/RLY-CHR | 625 | 497.04
1627 | New | Gas Detection - Commercial | Sensepoint (Refrigerants) | SPLCB3BARWXNZZ | SPXCL-BT-CO2 5000PPM-MA/RLY-WHT | 625 | 497.04
1633 | New | Gas Detection - Commercial | Sensepoint (Refrigerants) | SPLCB3BAXCXNZZ | SPXCL-BT-CO2 5000PPM-MA-CHR | 595 | 474.24
1825 | New | Gas Detection - Commercial | Sensepoint (Refrigerants) | SPLCB3BAXWXNZZ | SPXCL-BT-CO2 5000PPM-MA-WHT | 595 | 474.24
2049 | New | Gas Detection - Commercial | Sensepoint (Refrigerants) | SPLCB3BMXCXNZZ | SPXCL-BT-CO2 5000PPM-MODBUS-CHR | 685 | 547.2
2055 | New | Gas Detection - Commercial | Sensepoint (Refrigerants) | SPLCB3BMXWXNZZ | SPXCL-BT-CO2 5000PPM-MODBUS-WHT | 685 | 547.2
2061 | New | Gas Detection - Commercial | Sensepoint (Refrigerants) | SPLCB4BARCXNZZ | SPXCL-BT-CO2 5.0%VOL-MA/RLY-CHR | 625 | 497.04
1765 | New | Gas Detection - Commercial | Sensepoint (Refrigerants) | SPLCB4BARWXNZZ | SPXCL-BT-CO2 5.0%VOL-MA/RLY-WHT | 625 | 497.04
2047 | New | Gas Detection - Commercial | Sensepoint (Refrigerants) | SPLCB4BAXCXNZZ | SPXCL-BT-CO2 5.0%VOL-MA-CHR | 595 | 474.24
2051 | New | Gas Detection - Commercial | Sensepoint (Refrigerants) | SPLCB4BAXWXNZZ | SPXCL-BT-CO2 5.0%VOL-MA-WHT | 595 | 474.24
2053 | New | Gas Detection - Commercial | Sensepoint (Refrigerants) | SPLCB4BMXCXNZZ | SPXCL-BT-CO2 5.0%VOL-MODBUS-CHR | 685 | 547.2
2057 | New | Gas Detection - Commercial | Sensepoint (Refrigerants) | SPLCB4BMXWXNZZ | SPXCL-BT-CO2 5.0%VOL-MODBUS-WHT | 685 | 547.2
1278 | New | Gas Detection - Commercial | Sensepoint (Refrigerants) | SPLCF5BARCXNZZ | SPXCL-BT-FL C3H8 100%LEL-MA/RLY-CHR | 625 | 497.04
1282 | New | Gas Detection - Commercial | Sensepoint (Refrigerants) | SPLCF5BAXCXNZZ | SPXCL-BT-FL C3H8 100%LEL-MA-CHR | 595 | 474.24
1513 | New | Gas Detection - Commercial | Sensepoint (Refrigerants) | SPLCF5BMRCXNZZ | SPXCL-BT-FL C3H8 100%LEL-MODBUS/RLY-CHR | 720 | 574.56
2035 | New | Gas Detection - Commercial | Sensepoint (Refrigerants) | SPLCF5BMXCXNZZ | SPXCL-BT-FL C3H8 100%LEL-MODBUS-CHR | 685 | 547.2
1903 | New | Gas Detection - Commercial | Sensepoint (Refrigerants) | SPLCN1BMXCXNZZ | SENSEPOINT XCL TRANSMITTER, SAFE AREA, IP65, NO2, MODBUS, CHARCOAL | 610 | 487.92
1907 | New | Gas Detection - Commercial | Sensepoint (Refrigerants) | SPXCLZZB3SS | SPXCL-REPLACEMENT SENSOR-CO2PPM | 224 | 178.75
124 | New | Gas Detection - Commercial | Sensepoint (Refrigerants) | SPXCLZZB4SS | SPXCL-REPLACEMENT SENSOR-CO2%VOL | 224 | 178.75
125 |  | Gas Detection - Commercial | XCD | SPXCDCC | Collecting cone for use with lighter than air gases | 90.5 | 82.86
2063 |  | Gas Detection - Commercial | XCD | SPXCDMTBR | Mounting bracket (inc. bolts, nuts, brackets) | 83 | 76.04
1924 |  | Gas Detection - Commercial | XCD | SPXCDSDP | Sunshade / Deluge Protection | 327 | 299.96
1925 |  | Gas Detection - Commercial | XCD | SPXCDULNB1M | Carbon dioxide (CO2) explosion proof transmitter (IR), 4-20 mA, 3 relays, Modbus, 0-2% Vol aluminum enclosure | 1810 | 1657.1
261 |  | Gas Detection - Commercial | XCD | SPXCDULNCXM | Carbon monoxide (CO) Explosion Proof Transmitter (EC), 4-20mA, 3 Relays, Modbus, 0-250 ppm Aluminum Enclosure | 1680 | 1541.74
1778 |  | Gas Detection - Commercial | XCD | SPXCDULNFXM | Combustible (CH4) explosion proof transmitter (Cat Bead), 4-20 mA, 3 relays, Modbus, 0-100% aluminum enclosure | 1680 | 1541.74
1951 |  | Gas Detection - Commercial | XCD | SPXCDULNG1M | Hydrogen (H2) Explosion Proof Transmitter (EC), 4-20mA, 3 Relays, Modbus, 0-1,000 ppm Aluminum Enclosure | 1680 | 1541.74
1952 |  | Gas Detection - Commercial | XCD | SPXCDULNHXM | Hydrogen sulfide (H2S) Explosion Proof Transmitter (EC), 4-20mA, 3 Relays, Modbus, 0-50 ppm Aluminum Enclosure | 1680 | 1541.74
1953 |  | Gas Detection - Commercial | XCD | SPXCDULNO1M | Oxygen (O2) Explosion Proof Transmitter (EC), 4-20mA, 3 Relays, Modbus, 0-25% Aluminum Enclosure | 1680 | 1541.74
1954 |  | Gas Detection - Commercial | XCD | SPXCDULNPXM | Combustible explosion proof transmitter (IR), propane (C3H8) 4-20 mA, 3 relays, Modbus, 0-100% LEL aluminum enclosure | 1810 | 1657.1
1955 |  | Gas Detection - Commercial | XCD | SPXCDULNRXM | Combustible explosion proof transmitter (IR), methane (CH4) 4-20 mA, 3 relays, Modbus, 0-100% LEL aluminum enclosure | 1810 | 1657.1
1956 |  | Gas Detection - Commercial | XCD | SPXCDXSB1SS | Carbon dioxide (CO2) 0-2% VOL | 780 | 713.18
1957 |  | Gas Detection - Commercial | XCD | SPXCDXSCXSS | Carbon monoxide (CO) 0-500 ppm (100 to 1000 ppm) | 540 | 493.98
1958 |  | Gas Detection - Commercial | XCD | SPXCDXSFXSS | Flammable CAT 0-100% LEL (20 to 100.0%LEL) | 540 | 493.98
1959 |  | Gas Detection - Commercial | XCD | SPXCDXSG1SS | Hydrogen (H2) 0-1000 ppm only | 640 | 587.33
1960 |  | Gas Detection - Commercial | XCD | SPXCDXSHXSS | Hydrogen sulfide (H2S) 0-50 ppm (10.0 to 100.0 ppm) | 540 | 493.98
1857 |  | Gas Detection - Commercial | XCD | SPXCDXSRXSS | Flammable IR 0-100% LEL Methane (20 to 100.0% LEL) | 780 | 713.18
1519 |  | Gas Detection - Commercial | XCD | SVIP3729 | Combustible (C3H8) Explosion Proof Transmitter (Cat Bead), 4-20mA, 3 Relays, Modbus, 0-100% Aluminum Enclosure Custom calibration: SPXCDULNFXM PROPANE | 2090 | 1919.3
2612 |  | Gas Detection - Commercial | XCD | SVIP3730 | Combustible (H2) Explosion Proof Transmitter (Cat Bead), 4-20mA, 3 Relays, Modbus, 0-100% Aluminum Enclosure Custom calibration: SPXCDULNFXM HYDROGEN | 2090 | 1919.3
2614 |  | Gas Detection - Commercial | XCD RFD | 02000-A-1642 | Collecting Cone (for use with MPD, Sensepoint and 705 sensors) | 102 | 93.34
1599 |  | Gas Detection - Commercial | XCD RFD | 1283-1047 | Duct Mount Adaptor Assembly (Requires 1283-1084) | 555 | 509.72
1775 |  | Gas Detection - Commercial | XCD RFD | 1283-1084 | Sensepoint Adaptor Interface Kit (Requires 1283-1047) | 316 | 290.52
1776 |  | Gas Detection - Commercial | XCD RFD | 2430-0021 | Sensepoint XCD RTD Remote Junction Box, 3 Terminal | 227 | 208.71
2544 |  | Gas Detection - Commercial | XCD RFD | XCDRFDLM | cCSAus approved SPXCD RFD Transmitter with LM25, 3/4“NPT Entry, MODBUS, aluminum, 705 sensor, and 3 wire junction box | 1940 | 1782.96
1904 |  | Gas Detection - Commercial | XCD RFD | XCDRFDLMH | cCSAus approved SPXCD RFD Transmitter with LM25, 3/4“NPT Entry, MODBUS, aluminum, 705 High Temp sensor, and 3 wire junction box | 2190 | 2013.7
1908 |  | Gas Detection - Commercial | XCD RTD | 2106B1817 | Hydrogen (H2) 0-1,000 ppm Sensor | 920 | 844.28
2029 |  | Gas Detection - Commercial | XCD RTD | 2106B1820 | Sulfur dioxide (SO2) 0-15 ppm Sensor | 1070 | 975.38
2030 |  | Gas Detection - Commercial | XCD RTD | SPXCDALMO1 | ATEX/IECEx/KTL/PA and GB approved SP XCD Oxygen (O2) 25.0% / Vol with LM25, M20 Entry | 1320 | 1206.12
132 |  | Gas Detection - Commercial | XCD RTD | SPXCDALMPX | ATEX/IECEx/KTL/PA and GB approved SP XCD Flammable Propane (CH4), Ethylene (C2H4), Butane (C4H10) & Pentane (C5H12); IR 0-100% LEL (20 to 100% LEL, 10% LEL) with LM25, M20 Entry | 1480 | 1352.95
1622 |  | Gas Detection - Commercial | XCD RTD | SPXCDULNA2M | Ammonia (NH3) Explosion Proof Transmitter (EC), 4-20mA, 3 Relays, Modbus, 0-50 ppm Aluminum Enclosure, Class I, Div 2 | 1810 | 1657.1
1624 |  | Gas Detection - Commercial | XCD RTD | SPXCDULNA2RM | Ammonia (NH3) Explosion Proof Transmitter (EC), 4-20mA, 3 Relays, Modbus, 0-50 ppm Aluminum Enclosure, Class I, Div 2 w/ Remote Mount Hardware | 1900 | 1741.01
1632 |  | Gas Detection - Commercial | XCD RTD | SPXCDULNC2M | Carbon monoxide (CO) Explosion Proof Transmitter (EC), 4-20mA, 3 Relays, Modbus, 0-200 ppm Aluminum Enclosure, Class I, Div 2 | 1680 | 1541.74
1634 |  | Gas Detection - Commercial | XCD RTD | SPXCDULNC2RM | Carbon monoxide (CO) Explosion Proof Transmitter (EC), 4-20mA, 3 Relays, Modbus, 0-200 ppm Aluminum Enclosure, Class I, Div 2 w/ Remote Mount Hardware | 1870 | 1720.03
2453 |  | Gas Detection - Commercial | XCD RTD | SPXCDULNCX | UL/cUL/INMETRO approved SP XCD Carbon monoxide (CO) 0-300 ppm (100 to 1000 ppm, 100 ppm) with LM25, 3/4"NPT Entry | 1320 | 1206.12
2553 |  | Gas Detection - Commercial | XCD RTD | SPXCDULND2M | Nitric oxide (NO) Explosion Proof Transmitter (EC), 4-20mA, 3 Relays, Modbus, 0-100 ppm Aluminum Enclosure, Class I, Div 2 | 1810 | 1657.1
1769 |  | Gas Detection - Commercial | XCD RTD | SPXCDULND2RM | Nitric oxide (NO) Explosion Proof Transmitter (EC), 4-20mA, 3 Relays, Modbus, 0-10 ppm Aluminum Enclosure, Class I, Div 2 w/ Remote Mount Hardware | 1900 | 1741.01
1780 |  | Gas Detection - Commercial | XCD RTD | SPXCDULNG1 | UL/cUL/INMETRO approved SP XCD Hydrogen (H2) 0-1000 ppm with LM25, 3/4"NPT Entry | 1320 | 1206.12
1783 |  | Gas Detection - Commercial | XCD RTD | SPXCDULNG2M | Hydrogen (H2) Explosion Proof Transmitter (EC), 4-20mA, 3 Relays, Modbus, 0-1,000 ppm Aluminum Enclosure, Class I, Div 2 | 1680 | 1541.74
1421 |  | Gas Detection - Commercial | XCD RTD | SPXCDULNG2RM | Hydrogen (H2) Explosion Proof Transmitter (EC), 4-20mA, 3 Relays, Modbus, 0-1,000 ppm Aluminum Enclosure, Class I, Div 2 w/ Remote Mount Hardware | 1900 | 1741.01
1266 |  | Gas Detection - Commercial | XCD RTD | SPXCDULNH2M | Hydrogen sulfide (H2S) Explosion Proof Transmitter (EC), 4-20mA, 3 Relays, Modbus, 0-50 ppm Aluminum Enclosure, Class I, Div 2 | 1530 | 1405.39
2036 |  | Gas Detection - Commercial | XCD RTD | SPXCDULNH2RM | Hydrogen sulfide (H2S) Explosion Proof Transmitter (EC), 4-20mA, 3 Relays, Modbus, 0-50 ppm Aluminum Enclosure, Class I, Div 2 w/ Remote Mount Hardware | 1870 | 1720.03
1503 |  | Gas Detection - Commercial | XCD RTD | SPXCDULNHX | UL/cUL/INMETRO approved SP XCD Hydrogen sulfide (H2S) 0-50 ppm (10.0 to 100.0 ppm, 1 ppm) with LM25, 3/4"NPT Entry | 1320 | 1206.12
2636 |  | Gas Detection - Commercial | XCD RTD | SPXCDULNL2M | Chlorine (Cl2) Explosion Proof Transmitter (EC), 4-20mA, 3 Relays, Modbus, 0-5 ppm Aluminum Enclosure, Class I, Div 2 | 1680 | 1541.74
2637 |  | Gas Detection - Commercial | XCD RTD | SPXCDULNL2RM | Chlorine (Cl2) Explosion Proof Transmitter (EC), 4-20mA, 3 Relays, Modbus, 0-5 ppm Aluminum Enclosure, Class I, Div 2 w/ Remote Mount Hardware | 1900 | 1741.01
2640 |  | Gas Detection - Commercial | XCD RTD | SPXCDULNN2M | Nitrogen dioxide (NO2) Explosion Proof Transmitter (EC), 4-20mA, 3 Relays, Modbus, 0-10 ppm Aluminum Enclosure, Class I, Div 2 | 1530 | 1405.39
1787 |  | Gas Detection - Commercial | XCD RTD | SPXCDULNN2RM | Nitrogen dioxide (NO2) Explosion Proof Transmitter (EC), 4-20mA, 3 Relays, Modbus, 0-10 ppm Aluminum Enclosure, Class I, Div 2 w/ Remote Mount Hardware | 1750 | 1604.66
2462 | Discontinued | Gas Detection - Commercial | XCD RTD | SPXCDULNO2M | Oxygen (O2) Explosion Proof Transmitter (EC), 4-20mA, 3 Relays, Modbus, 0-25% Aluminum Enclosure, Class I, Div 2 | 0 | 0
1498 |  | Gas Detection - Commercial | XCD RTD | SPXCDULNO2RM | Oxygen (O2) Explosion Proof Transmitter (EC), 4-20mA, 3 Relays, Modbus, 0-25% Aluminum Enclosure, Class I, Div 2 w/ Remote Mount Hardware | 1870 | 1720.03
1770 |  | Gas Detection - Commercial | XCD RTD | SPXCDULNPX | UL/INMETRO approved SP XCD Flammable Propane (CH4), Ethylene (C2H4), Butane (C4H10) & Pentane (C5H12); IR 0-100% LEL (20 to 100% LEL, 10% LEL) with LM25, 3/4"NPT Entry | 1480 | 1352.95
1781 |  | Gas Detection - Commercial | XCD RTD | SPXCDULNRX | UL/INMETRO approved SP XCD Flammable Methane (CH4) IR 0-100% LEL (20 to 100% LEL, 10% LEL) with LM25, 3/4"NPT Entry | 1480 | 1352.95
|  | Gas Detection - Commercial | XCD RTD | SPXCDULNS2M | Sulfur dioxide (SO2) Explosion Proof Transmitter (EC), 4-20mA, 3 Relays, Modbus, 0-15 ppm Aluminum Enclosure, Class I, Div 2 | 1810 | 1657.1
1772 |  | Gas Detection - Commercial | XCD RTD | SPXCDULNS2RM | Sulfur dioxide (SO2) Explosion Proof Transmitter (EC), 4-20mA, 3 Relays, Modbus, 0-15 ppm Aluminum Enclosure, Class I, Div 2 w/ Remote Mount Hardware | 1990 | 1824.91
1442 |  | Gas Detection - Commercial | XCD RTD | SPXCDULNTX4M | Sensepoint XCD RTD Transmitter, 4-20mA, 3 Relays, Modbus | 1320 | 1206.12
2538 |  | Gas Detection - Industrial | Accessories | 780248 | END OF LINE PARTICULATE FILTER, DISPOSABLE | 24 | 22.02
1946 |  | Gas Detection - Industrial | Accessories | 002-3011-000 | CONSTANT-FLOW REGULATOR, 0.5 LITER/MIN (FEMALE THREADED REGULATOR: FOR USE WITH 34 LITER STEEL CYLINDER ONLY) | 247 | 226.54
1628 |  | Gas Detection - Industrial | Accessories | 029-5401-000 | ZONE 1 (IS) RUGGED SMART HAND-HELD (NORTH AMERICA) | 2240 | 2055.65
1515 |  | Gas Detection - Industrial | Accessories | 029-5402-000 | RUGGED SMART HAND-HELD (NORTH AMERICA) | 1090 | 996.36
30 |  | Gas Detection - Industrial | Accessories | 029-5403-000 | WALL CHARGER FOR SMART HAND-HELD (NORTH AMERICA) | 58.5 | 53.49
2638 |  | Gas Detection - Industrial | Accessories | 029-5410-000 | USB CABLE WITH INTEGRAL PROTECTION DEVICE (FOR IS SMART HAND-HELD) | 145 | 133.2
2639 |  | Gas Detection - Industrial | Accessories | 05704-A-0148 | 5704F FIRE STATUS PANEL | 365 | 335.62
1779 |  | Gas Detection - Industrial | Accessories | 081-0002-000 | KIT, LAMP CLEANING | 69 | 63.45
1784 |  | Gas Detection - Industrial | MIDAS | MIDAS-L-O2S | MIDAS OXYGEN SENSOR | 477 | 438.4
1879 |  | Gas Detection - Industrial | OELD | OELDBXXXXXADMAX | OELD SMART JUNCTION BOX, DISPLAY, EX D, ALUMINIUM, M25,ATEX/IECEX | 845 | 776.11
1894 |  | Gas Detection - Industrial | OELD | OELDBXXXXXADNUX | OELD SMART JUNCTION BOX, DISPLAY, C1D1 Z1, ALUMINIUM, 3/4"NPT, CULUS | 845 | 776.11
1254 |  | Gas Detection - Industrial | OELD | OELDBXXXXXSDMAX | OELD SMART JUNCTION BOX, DISPLAY, EX D, 316SST, M25, ATEX/IECEX | 1060 | 970.14
1391 |  | Gas Detection - Industrial | OELD | OELDBXXXXXSDNUX | OELD SMART JUNCTION BOX, DISPLAY, C1D1 Z1, 316SST, 3/4“NPT, CULUS | 1060 | 970.14
1392 |  | Gas Detection - Industrial | OELD | OELDVSK01 | OELD GENERAL SERVICE KIT INCLUDES O-RINGS AND FIXINGS | 83 | 76.04
1393 |  | Gas Detection - Industrial | OELD | OELDVSK02 | OELD TERMINAL BLOCK SET | 41.5 | 37.76
1394 |  | Gas Detection - Industrial | OELD | OELDVSK04 | OELD M25 STOPPING PLUG | 12 | 11.01
1895 |  | Gas Detection - Industrial | OELD | OELDVSK05 | OELD ¾”NPT STOPPING PLUG | 12 | 11.01
1732 |  | Gas Detection - Industrial | OELD | OELDVSK06 | OELD ELECTRONICS MODULE | 422 | 388.06
2278 |  | Gas Detection - Industrial | OELD | OELDVSK08 | OELD PLASTIC LOCATING POST FOR ELECTRONICS MODULE | 41.5 | 37.76
2368 |  | Gas Detection - Industrial | RAE GUARD 2 | H-D03-0010-000 | KIT, RAEGUARD 2 PID, UL, 0.1 – 1000 PPM ISOBUTYLENE EQUIVALENT | 5380 | 4942.99
1216 |  | Gas Detection - Industrial | RAE GUARD 2 | H-D03-0012-000 | KIT, RAEGUARD 2 PID, UL, 1 – 1000 PPM ISOBUTYLENE EQUIVALENT NOTE: CORRECTION FACTORS AND RELAYS ARE NOT AVAILABLE FOR THIS DETECTION RANGE | 2510 | 2306.31
1892 |  | Gas Detection - Industrial | TouchPoint Plus | TPPLBAWA2N4BNNN | TPPL Controller Basic, Wall Mount, AC115/220 150W, 2 x mA input with 4 x mA output, battery backup | 3740 | 3440.06
1880 |  | Gas Detection - Industrial | TouchPoint Plus | TPPLBAWA2N4BNRN | TPPL Controller Basic, Wall Mount, AC115/220 150W, 2 x mA input, 4 x mA output with battery backup, MODBUS TCP+WEB monitoring | 4410 | 4048.37
70 |  | Gas Detection - Industrial | TouchPoint Plus | TPPLBAWA2N4BNTN | TPPL Controller Basic, Wall Mount, AC115/220 150W, 2 x mA input, 4 x mA output with battery backup, MODBUS TCP | 4410 | 4048.37
54 |  | Gas Detection - Industrial | TouchPoint Plus | TPPLBAWA2N4BRNN | TPPL Controller Basic, Wall Mount, AC115/220 150W, 2 x mA input, 4 x mA output with battery backup, MODBUS RTU | 4430 | 4069.34
55 |  | Gas Detection - Industrial | TouchPoint Plus | TPPLBAWA2N4NNNN | TPPL Controller Basic, Wall Mount, AC115/220 150W, 2 x mA input with 4 x mA output | 3210 | 2947.13
1422 |  | Gas Detection - Industrial | TouchPoint Plus | TPPLBAWA2N4NNRN | TPPL Controller Basic, Wall Mount, AC115/220 150W, 2 x mA input, 4 x mA output, MODBUS TCP+WEB monitoring | 3880 | 3565.92
1812 |  | Gas Detection - Industrial | TouchPoint Plus | TPPLBAWA2N4NNTN | TPPL Controller Basic, Wall Mount, AC115/220 150W, 2 x mA input, 4 x mA output, MODBUS TCP | 3880 | 3565.92
1180 |  | Gas Detection - Industrial | TouchPoint Plus | TPPLBAWA2N4NRNN | TPPL Controller Basic, Wall Mount, AC115/220 150W, 2 x mA input, 4 x mA output, MODBUS RTU | 3900 | 3586.9
1792 |  | Gas Detection - Industrial | TouchPoint Plus | TPPLBAWA2NNBNNN | TPPL Controller Basic, Wall Mount, AC115/220 150W, 2 x mA input with battery backup | 3070 | 2821.27
67 |  | Gas Detection - Industrial | TouchPoint Plus | TPPLBAWA2NNBNRN | TPPL Controller Basic, Wall Mount, AC115/220 150W, 2 x mA input with battery backup, MODBUS TCP+WEB monitoring | 3770 | 3461.04
1817 |  | Gas Detection - Industrial | TouchPoint Plus | TPPLBAWA2NNBNTN | TPPL Controller Basic, Wall Mount, AC115/220 150W, 2 x mA input with battery backup, MODBUS TCP | 3740 | 3440.06
2536 |  | Gas Detection - Industrial | TouchPoint Plus | TPPLBAWA2NNBRNN | TPPL Controller Basic, Wall Mount, AC115/220 150W, 2 x mA input with battery backup, MODBUS RTU | 3740 | 3440.06
2641 |  | Gas Detection - Industrial | TouchPoint Plus | TPPLBAWA2NNNNNN | TPPL Controller Basic, Wall Mount, AC115/220 150W, 2 x mA input | 2560 | 2349.31
2642 |  | Gas Detection - Industrial | TouchPoint Plus | TPPLBAWA2NNNNRN | TPPL Controller Basic, Wall Mount, AC115/220 150W, 2 x mA input, MODBUS TCP+WEB monitoring | 3210 | 2947.13
2481 |  | Gas Detection - Industrial | TouchPoint Plus | TPPLBAWA2NNNNTN | TPPL Controller Basic, Wall Mount, AC115/220 150W, 2 x mA input, MODBUS TCP | 3210 | 2947.13
68 |  | Gas Detection - Industrial | TouchPoint Plus | TPPLBAWA2NNNRNN | TPPL Controller Basic, Wall Mount, AC115/220 150W, 2 x mA input, MODBUS RTU | 3220 | 2957.62
1320 |  | Gas Detection - Industrial | TouchPoint Plus | TPPLBAWA2S4BNNN | TPPL Controller Basic, Wall Mount, AC115/220 150W, 2 x mA input with 12 x relay output, 4 x mA output, battery backup | 4610 | 4237.15
171 |  | Gas Detection - Industrial | TouchPoint Plus | TPPLBAWA2S4BNRN | TPPL Controller Basic, Wall Mount, AC115/220 150W, 2 x mA input with 12 x relay output, 4 x mA output with battery backup, MODBUS TCP+WEB monitoring | 5270 | 4845.46
2219 |  | Gas Detection - Industrial | TouchPoint Plus | TPPLBAWA2S4BNTN | TPPL Controller Basic, Wall Mount, AC115/220 150W, 2 x mA input with 12 x relay output, 4 x mA output with battery backup, MODBUS TCP | 5290 | 4866.43
|  | Gas Detection - Industrial | TouchPoint Plus | TPPLBAWA2S4BRNN | TPPL Controller Basic, Wall Mount, AC115/220 150W, 2 x mA input with 12 x relay output, 4 x mA output with battery backup, MODBUS RTU | 5290 | 4866.43
1464 |  | Gas Detection - Industrial | TouchPoint Plus | TPPLBAWA2S4NNNN | TPPL Controller Basic, Wall Mount, AC115/220 150W, 2 x mA input with 12 x relay output, 4 x mA output | 4070 | 3744.22
1465 |  | Gas Detection - Industrial | TouchPoint Plus | TPPLBAWA2S4NNRN | TPPL Controller Basic, Wall Mount, AC115/220 150W, 2 x mA input with 12 x relay output, 4 x mA output, MODBUS TCP+WEB monitoring | 4740 | 4352.52
1466 |  | Gas Detection - Industrial | TouchPoint Plus | TPPLBAWA2S4NNTN | TPPL Controller Basic, Wall Mount, AC115/220 150W, 2 x mA input with 12 x relay output, 4 x mA output, MODBUS TCP | 4740 | 4352.52
1467 |  | Gas Detection - Industrial | TouchPoint Plus | TPPLBAWA2S4NRNN | TPPL Controller Basic, Wall Mount, AC115/220 150W, 2 x mA input with 12 x relay output, 4 x mA output, MODBUS RTU | 4740 | 4352.52
2097 |  | Gas Detection - Industrial | TouchPoint Plus | TPPLBAWA2SNBNNN | TPPL Controller Basic, Wall Mount, AC115/220 150W, 2 x mA input with 12 x relay output, battery backup | 3950 | 3628.85
71 |  | Gas Detection - Industrial | TouchPoint Plus | TPPLBAWA2SNBNRN | TPPL Controller Basic, Wall Mount, AC115/220 150W, 2 x mA input with 12 x relay output with battery backup, MODBUS TCP+WEB monitoring | 4610 | 4237.15
487 |  | Gas Detection - Industrial | TouchPoint Plus | TPPLBAWA2SNBNTN | TPPL Controller Basic, Wall Mount, AC115/220 150W, 2 x mA input with 12 x relay output with battery backup, MODBUS TCP | 4610 | 4237.15
1777 |  | Gas Detection - Industrial | TouchPoint Plus | TPPLBAWA2SNBRNN | TPPL Controller Basic, Wall Mount, AC115/220 150W, 2 x mA input with 12 x relay output with battery backup, MODBUS RTU | 4610 | 4237.15
1893 |  | Gas Detection - Industrial | TouchPoint Plus | TPPLBAWA2SNNNNN | TPPL Controller Basic, Wall Mount, AC115/220 150W, 2 x mA input with 12 x relay output | 3420 | 3146.4
1226 |  | Gas Detection - Industrial | TouchPoint Plus | TPPLBAWA2SNNNRN | TPPL Controller Basic, Wall Mount, AC115/220 150W, 2 x mA input with 12 x relay output, MODBUS TCP+WEB monitoring | 4070 | 3744.22
1277 |  | Gas Detection - Industrial | TouchPoint Plus | TPPLBAWA2SNNNTN | TPPL Controller Basic, Wall Mount, AC115/220 150W, 2 x mA input with 12 x relay output, MODBUS TCP | 4100 | 3765.19
1926 |  | Gas Detection - Industrial | TouchPoint Plus | TPPLBAWA2SNNRNN | TPPL Controller Basic, Wall Mount, AC115/220 150W, 2 x mA input with 12 x relay output, MODBUS RTU | 4070 | 3744.22
1387 |  | Gas Detection - Industrial | TouchPoint Plus | TPPLBAWA4N4BNNN | TPPL Controller Basic, Wall Mount, AC115/220 150W, 4 x mA input with 4 x mA output, battery backup | 4170 | 3828.12
1388 |  | Gas Detection - Industrial | TouchPoint Plus | TPPLBAWA4N4BNRN | TPPL Controller Basic, Wall Mount, AC115/220 150W, 4 x mA input, 4 x mA output with battery backup, MODBUS TCP+WEB monitoring | 4800 | 4415.45
1389 |  | Gas Detection - Industrial | TouchPoint Plus | TPPLBAWA4N4BNTN | TPPL Controller Basic, Wall Mount, AC115/220 150W, 4 x mA input, 4 x mA output with battery backup, MODBUS TCP | 4800 | 4415.45
1390 |  | Gas Detection - Industrial | TouchPoint Plus | TPPLBAWA4N4BRNN | TPPL Controller Basic, Wall Mount, AC115/220 150W, 4 x mA input, 4 x mA output with battery backup, MODBUS RTU | 4800 | 4415.45
1661 |  | Gas Detection - Industrial | TouchPoint Plus | TPPLBAWA4N4NNNN | TPPL Controller Basic, Wall Mount, AC115/220 150W, 4 x mA input with 4 x mA output | 3620 | 3324.7
1663 |  | Gas Detection - Industrial | TouchPoint Plus | TPPLBAWA4N4NNRN | TPPL Controller Basic, Wall Mount, AC115/220 150W, 4 x mA input, 4 x mA output, MODBUS TCP+WEB monitoring | 4280 | 3933
69 |  | Gas Detection - Industrial | TouchPoint Plus | TPPLBAWA4N4NNTN | TPPL Controller Basic, Wall Mount, AC115/220 150W, 4 x mA input, 4 x mA output, MODBUS TCP | 4280 | 3933
|  | Gas Detection - Industrial | TouchPoint Plus | TPPLBAWA4N4NRNN | TPPL Controller Basic, Wall Mount, AC115/220 150W, 4 x mA input, 4 x mA output, MODBUS RTU | 4280 | 3933
1659 |  | Gas Detection - Industrial | TouchPoint Plus | TPPLBAWA4NNBNNN | TPPL Controller Basic, Wall Mount, AC115/220 150W, 4 x mA input with battery backup | 3470 | 3188.35
1873 |  | Gas Detection - Industrial | TouchPoint Plus | TPPLBAWA4NNBNRN | TPPL Controller Basic, Wall Mount, AC115/220 150W, 4 x mA input with battery backup, MODBUS TCP+WEB monitoring | 4140 | 3807.14
1822 |  | Gas Detection - Industrial | TouchPoint Plus | TPPLBAWA4NNBNTN | TPPL Controller Basic, Wall Mount, AC115/220 150W, 4 x mA input with battery backup, MODBUS TCP | 4140 | 3807.14
|  | Gas Detection - Industrial | TouchPoint Plus | TPPLBAWA4NNBRNN | TPPL Controller Basic, Wall Mount, AC115/220 150W, 4 x mA input with battery backup, MODBUS RTU | 4140 | 3807.14
|  | Gas Detection - Industrial | TouchPoint Plus | TPPLBAWA4NNNNNN | TPPL Controller Basic, Wall Mount, AC115/220 150W, 4 x mA input | 2950 | 2705.9
|  | Gas Detection - Industrial | TouchPoint Plus | TPPLBAWA4NNNNRN | TPPL Controller Basic, Wall Mount, AC115/220 150W, 4 x mA input, MODBUS TCP+WEB monitoring | 3620 | 3324.7
|  | Gas Detection - Industrial | TouchPoint Plus | TPPLBAWA4NNNNTN | TPPL Controller Basic, Wall Mount, AC115/220 150W, 4 x mA input, MODBUS TCP | 3620 | 3324.7
|  | Gas Detection - Industrial | TouchPoint Plus | TPPLBAWA4NNNRNN | TPPL Controller Basic, Wall Mount, AC115/220 150W, 4 x mA input, MODBUS RTU | 3620 | 3324.7
2302 |  | Gas Detection - Industrial | TouchPoint Plus | TPPLBAWA4S4BNNN | TPPL Controller Basic, Wall Mount, AC115/220 150W, 4 x mA input with 12 x relay output, 4 x mA output, battery backup | 5010 | 4604.23
2380 |  | Gas Detection - Industrial | TouchPoint Plus | TPPLBAWA4S4BNRN | TPPL Controller Basic, Wall Mount, AC115/220 150W, 4 x mA input with 12 x relay output, 4 x mA output with battery backup, MODBUS TCP+WEB monitoring | 5680 | 5223.02
|  | Gas Detection - Industrial | TouchPoint Plus | TPPLBAWA4S4BNTN | TPPL Controller Basic, Wall Mount, AC115/220 150W, 4 x mA input with 12 x relay output, 4 x mA output with battery backup, MODBUS TCP | 5680 | 5223.02
1874 |  | Gas Detection - Industrial | TouchPoint Plus | TPPLBAWA4S4BRNN | TPPL Controller Basic, Wall Mount, AC115/220 150W, 4 x mA input with 12 x relay output, 4 x mA output with battery backup, MODBUS RTU | 5680 | 5223.02
1927 |  | Gas Detection - Industrial | TouchPoint Plus | TPPLBAWA4S4NNNN | TPPL Controller Basic, Wall Mount, AC115/220 150W, 4 x mA input with 12 x relay output, 4 x mA output | 4470 | 4111.3
2129 |  | Gas Detection - Industrial | TouchPoint Plus | TPPLBAWA4S4NNRN | TPPL Controller Basic, Wall Mount, AC115/220 150W, 4 x mA input with 12 x relay output, 4 x mA output, MODBUS TCP+WEB monitoring | 5130 | 4719.6
2203 |  | Gas Detection - Industrial | TouchPoint Plus | TPPLBAWA4S4NNTN | TPPL Controller Basic, Wall Mount, AC115/220 150W, 4 x mA input with 12 x relay output, 4 x mA output, MODBUS TCP | 5130 | 4719.6
2231 |  | Gas Detection - Industrial | TouchPoint Plus | TPPLBAWA4S4NRNN | TPPL Controller Basic, Wall Mount, AC115/220 150W, 4 x mA input with 12 x relay output, 4 x mA output, MODBUS RTU | 5130 | 4719.6
2275 |  | Gas Detection - Industrial | TouchPoint Plus | TPPLBAWA4SNBNNN | TPPL Controller Basic, Wall Mount, AC115/220 150W, 4 x mA input with 12 x relay output, battery backup | 4350 | 3995.93
2367 |  | Gas Detection - Industrial | TouchPoint Plus | TPPLBAWA4SNBNRN | TPPL Controller Basic, Wall Mount, AC115/220 150W, 4 x mA input with 12 x relay output with battery backup, MODBUS TCP+WEB monitoring | 5010 | 4604.23
1227 |  | Gas Detection - Industrial | TouchPoint Plus | TPPLBAWA4SNBNTN | TPPL Controller Basic, Wall Mount, AC115/220 150W, 4 x mA input with 12 x relay output with battery backup, MODBUS TCP | 5010 | 4604.23
1396 |  | Gas Detection - Industrial | TouchPoint Plus | TPPLBAWA4SNBRNN | TPPL Controller Basic, Wall Mount, AC115/220 150W, 4 x mA input with 12 x relay output with battery backup, MODBUS RTU | 5010 | 4604.23
1397 |  | Gas Detection - Industrial | TouchPoint Plus | TPPLBAWA4SNNNNN | TPPL Controller Basic, Wall Mount, AC115/220 150W, 4 x mA input with 12 x relay output | 3840 | 3523.97
1398 |  | Gas Detection - Industrial | TouchPoint Plus | TPPLBAWA4SNNNRN | TPPL Controller Basic, Wall Mount, AC115/220 150W, 4 x mA input with 12 x relay output, MODBUS TCP+WEB monitoring | 4470 | 4111.3
1507 |  | Gas Detection - Industrial | TouchPoint Plus | TPPLBAWA4SNNNTN | TPPL Controller Basic, Wall Mount, AC115/220 150W, 4 x mA input with 12 x relay output, MODBUS TCP | 4470 | 4111.3
2643 |  | Gas Detection - Industrial | TouchPoint Plus | TPPLBAWA4SNNRNN | TPPL Controller Basic, Wall Mount, AC115/220 150W, 4 x mA input with 12 x relay output, MODBUS RTU | 4470 | 4111.3
795 |  | Gas Detection - Industrial | TouchPoint Plus | TPPLBAWA8D4BNNN | TPPL Controller Basic, Wall Mount, AC115/220 150W, 8 x mA input with 24 x relay output, 4 x mA output, battery backup | 6800 | 6250.85
1794 |  | Gas Detection - Industrial | TouchPoint Plus | TPPLBAWA8D4NNNN | TPPL Controller Basic, Wall Mount, AC115/220 150W, 8 x mA input with 24 x relay output, 4 x mA output | 6270 | 5768.4
2093 |  | Gas Detection - Industrial | TouchPoint Plus | TPPLBAWA8D4NRNN | TPPL Controller Basic, Wall Mount, AC115/220 150W, 8 x mA input with 24 x relay output, 4 x mA output, MODBUS RTU | 6940 | 6376.7
2218 |  | Gas Detection - Industrial | TouchPoint Plus | TPPLBAWA8D8BNNN | TPPL Controller Basic, Wall Mount, AC115/220 150W, 8 x mA input with 24 x relay output, 8 x mA output, battery backup | 7610 | 6995.5
2272 |  | Gas Detection - Industrial | TouchPoint Plus | TPPLBAWA8D8BNRN | TPPL Controller Basic, Wall Mount, AC115/220 150W, 8 x mA input with 24 x relay output, 8 x mA output with battery backup, MODBUS TCP+WEB monitoring | 8270 | 7603.8
2279 |  | Gas Detection - Industrial | TouchPoint Plus | TPPLBAWA8D8BNTN | TPPL Controller Basic, Wall Mount, AC115/220 150W, 8 x mA input with 24 x relay output, 8 x mA output with battery backup, MODBUS TCP | 8270 | 7603.8
2280 |  | Gas Detection - Industrial | TouchPoint Plus | TPPLBAWA8D8BRNN | TPPL Controller Basic, Wall Mount, AC115/220 150W, 8 x mA input with 24 x relay output, 8 x mA output with battery backup, MODBUS RTU | 8270 | 7603.8
2366 |  | Gas Detection - Industrial | TouchPoint Plus | TPPLBAWA8D8NNNN | TPPL Controller Basic, Wall Mount, AC115/220 150W, 8 x mA input with 24 x relay output, 8 x mA output | 7060 | 6492.07
2431 |  | Gas Detection - Industrial | TouchPoint Plus | TPPLBAWA8D8NNRN | TPPL Controller Basic, Wall Mount, AC115/220 150W, 8 x mA input with 24 x relay output, 8 x mA output, MODBUS TCP+WEB monitoring | 7730 | 7110.86
1702 |  | Gas Detection - Industrial | TouchPoint Plus | TPPLBAWA8D8NNTN | TPPL Controller Basic, Wall Mount, AC115/220 150W, 8 x mA input with 24 x relay output, 8 x mA output, MODBUS TCP | 7730 | 7110.86
1511 |  | Gas Detection - Industrial | TouchPoint Plus | TPPLBAWA8D8NRNN | TPPL Controller Basic, Wall Mount, AC115/220 150W, 8 x mA input with 24 x relay output, 8 x mA output, MODBUS RTU | 7730 | 7110.86
1786 |  | Gas Detection - Industrial | TouchPoint Plus | TPPLBAWA8DNBNNN | TPPL Controller Basic, Wall Mount, AC115/220 150W, 8 x mA input with 24 x relay output, battery backup | 6140 | 5642.54
1510 |  | Gas Detection - Industrial | TouchPoint Plus | TPPLBAWA8DNBNRN | TPPL Controller Basic, Wall Mount, AC115/220 150W, 8 x mA input with 24 x relay output with battery backup, MODBUS TCP+WEB monitoring | 6800 | 6250.85
1888 |  | Gas Detection - Industrial | TouchPoint Plus | TPPLBAWA8DNBNTN | TPPL Controller Basic, Wall Mount, AC115/220 150W, 8 x mA input with 24 x relay output with battery backup, MODBUS TCP | 6800 | 6250.85
1889 |  | Gas Detection - Industrial | TouchPoint Plus | TPPLBAWA8DNBRNN | TPPL Controller Basic, Wall Mount, AC115/220 150W, 8 x mA input with 24 x relay output with battery backup, MODBUS RTU | 6800 | 6250.85
1244 |  | Gas Detection - Industrial | TouchPoint Plus | TPPLBAWA8DNNNNN | TPPL Controller Basic, Wall Mount, AC115/220 150W, 8 x mA input with 24 x relay output | 5610 | 5160.1
1504 |  | Gas Detection - Industrial | TouchPoint Plus | TPPLBAWA8DNNNRN | TPPL Controller Basic, Wall Mount, AC115/220 150W, 8 x mA input with 24 x relay output, MODBUS TCP+WEB monitoring | 6270 | 5768.4
1524 |  | Gas Detection - Industrial | TouchPoint Plus | TPPLBAWA8DNNNTN | TPPL Controller Basic, Wall Mount, AC115/220 150W, 8 x mA input with 24 x relay output, MODBUS TCP | 6270 | 5768.4
1653 |  | Gas Detection - Industrial | TouchPoint Plus | TPPLBAWA8DNNRNN | TPPL Controller Basic, Wall Mount, AC115/220 150W, 8 x mA input with 24 x relay output, MODBUS RTU | 6270 | 5768.4
1664 |  | Gas Detection - Industrial | TouchPoint Plus | TPPLBAWA8N8BNNN | TPPL Controller Basic, Wall Mount, AC115/220 150W, 8 x mA input with 8 x mA output, battery backup | 5810 | 5338.39
1858 |  | Gas Detection - Industrial | TouchPoint Plus | TPPLBAWA8N8BNRN | TPPL Controller Basic, Wall Mount, AC115/220 150W, 8 x mA input, 8 x mA output with battery backup, MODBUS TCP+WEB monitoring | 6470 | 5946.7
170 |  | Gas Detection - Industrial | TouchPoint Plus | TPPLBAWA8N8BNTN | TPPL Controller Basic, Wall Mount, AC115/220 150W, 8 x mA input, 8 x mA output with battery backup, MODBUS TCP | 6470 | 5946.7
1694 |  | Gas Detection - Industrial | TouchPoint Plus | TPPLBAWA8N8BRNN | TPPL Controller Basic, Wall Mount, AC115/220 150W, 8 x mA input, 8 x mA output with battery backup, MODBUS RTU | 6470 | 5946.7
169 |  | Gas Detection - Industrial | TouchPoint Plus | TPPLBAWA8N8NNNN | TPPL Controller Basic, Wall Mount, AC115/220 150W, 8 x mA input with 8 x mA output | 5270 | 4845.46
2089 |  | Gas Detection - Industrial | TouchPoint Plus | TPPLBAWA8N8NNRN | TPPL Controller Basic, Wall Mount, AC115/220 150W, 8 x mA input, 8 x mA output, MODBUS TCP+WEB monitoring | 5940 | 5464.25
2098 |  | Gas Detection - Industrial | TouchPoint Plus | TPPLBAWA8N8NNTN | TPPL Controller Basic, Wall Mount, AC115/220 150W, 8 x mA input, 8 x mA output, MODBUS TCP | 5940 | 5464.25
2099 |  | Gas Detection - Industrial | TouchPoint Plus | TPPLBAWA8N8NRNN | TPPL Controller Basic, Wall Mount, AC115/220 150W, 8 x mA input, 8 x mA output, MODBUS RTU | 5940 | 5464.25
2217 |  | Gas Detection - Industrial | TouchPoint Plus | TPPLBAWA8NNBNNN | TPPL Controller Basic, Wall Mount, AC115/220 150W, 8 x mA input with battery backup | 4350 | 3995.93
2405 |  | Gas Detection - Industrial | TouchPoint Plus | TPPLBAWA8NNBNRN | TPPL Controller Basic, Wall Mount, AC115/220 150W, 8 x mA input with battery backup, MODBUS TCP+WEB monitoring | 5010 | 4604.23
2413 |  | Gas Detection - Industrial | TouchPoint Plus | TPPLBAWA8NNBNTN | TPPL Controller Basic, Wall Mount, AC115/220 150W, 8 x mA input with battery backup, MODBUS TCP | 5010 | 4604.23
2422 |  | Gas Detection - Industrial | TouchPoint Plus | TPPLBAWA8NNBRNN | TPPL Controller Basic, Wall Mount, AC115/220 150W, 8 x mA input with battery backup, MODBUS RTU | 5010 | 4604.23
2100 |  | Gas Detection - Industrial | TouchPoint Plus | TPPLBAWA8NNNNNN | TPPL Controller Basic, Wall Mount, AC115/220 150W, 8 x mA input | 3840 | 3523.97
480 |  | Gas Detection - Industrial | TouchPoint Plus | TPPLBAWA8NNNNRN | TPPL Controller Basic, Wall Mount, AC115/220 150W, 8 x mA input, MODBUS TCP+WEB monitoring | 4470 | 4111.3
1500 |  | Gas Detection - Industrial | TouchPoint Plus | TPPLBAWA8NNNNTN | TPPL Controller Basic, Wall Mount, AC115/220 150W, 8 x mA input, MODBUS TCP | 4470 | 4111.3
1217 |  | Gas Detection - Industrial | TouchPoint Plus | TPPLBAWA8NNNRNN | TPPL Controller Basic, Wall Mount, AC115/220 150W, 8 x mA input, MODBUS RTU | 4470 | 4111.3
1499 |  | Gas Detection - Industrial | TouchPoint Plus | TPPLBAWA8S4BNNN | TPPL Controller Basic, Wall Mount, AC115/220 150W, 8 x mA input with 12 x relay output, 4 x mA output, battery backup | 5880 | 5401.32
2290 |  | Gas Detection - Industrial | TouchPoint Plus | TPPLBAWA8S4NNNN | TPPL Controller Basic, Wall Mount, AC115/220 150W, 8 x mA input with 12 x relay output, 4 x mA output | 5330 | 4897.9
2374 |  | Gas Detection - Industrial | TouchPoint Plus | TPPLBAWA8S4NRNN | TPPL Controller Basic, Wall Mount, AC115/220 150W, 8 x mA input with 12 x relay output, 4 x mA output, MODBUS RTU | 6010 | 5527.18
1512 |  | Gas Detection - Industrial | TouchPoint Plus | TPPLBAWA8S8BNNN | TPPL Controller Basic, Wall Mount, AC115/220 150W, 8 x mA input with 12 x relay output, 8 x mA output, battery backup | 6670 | 6135.48
1520 |  | Gas Detection - Industrial | TouchPoint Plus | TPPLBAWA8S8BNRN | TPPL Controller Basic, Wall Mount, AC115/220 150W, 8 x mA input with 12 x relay output, 8 x mA output with battery backup, MODBUS TCP+WEB monitoring | 7350 | 6754.27
2299 |  | Gas Detection - Industrial | TouchPoint Plus | TPPLBAWA8S8BNTN | TPPL Controller Basic, Wall Mount, AC115/220 150W, 8 x mA input with 12 x relay output, 8 x mA output with battery backup, MODBUS TCP | 7350 | 6754.27
2379 |  | Gas Detection - Industrial | TouchPoint Plus | TPPLBAWA8S8BRNN | TPPL Controller Basic, Wall Mount, AC115/220 150W, 8 x mA input with 12 x relay output, 8 x mA output with battery backup, MODBUS RTU | 7350 | 6754.27
1395 |  | Gas Detection - Industrial | TouchPoint Plus | TPPLBAWA8S8NNNN | TPPL Controller Basic, Wall Mount, AC115/220 150W, 8 x mA input with 12 x relay output, 8 x mA output | 6140 | 5642.54
1425 |  | Gas Detection - Industrial | TouchPoint Plus | TPPLBAWA8S8NNRN | TPPL Controller Basic, Wall Mount, AC115/220 150W, 8 x mA input with 12 x relay output, 8 x mA output, MODBUS TCP+WEB monitoring | 6800 | 6250.85
1495 |  | Gas Detection - Industrial | TouchPoint Plus | TPPLBAWA8S8NNTN | TPPL Controller Basic, Wall Mount, AC115/220 150W, 8 x mA input with 12 x relay output, 8 x mA output, MODBUS TCP | 6800 | 6250.85
1526 |  | Gas Detection - Industrial | TouchPoint Plus | TPPLBAWA8S8NRNN | TPPL Controller Basic, Wall Mount, AC115/220 150W, 8 x mA input with 12 x relay output, 8 x mA output, MODBUS RTU | 6800 | 6250.85
2225 |  | Gas Detection - Industrial | TouchPoint Plus | TPPLBAWA8SNBNNN | TPPL Controller Basic, Wall Mount, AC115/220 150W, 8 x mA input with 12 x relay output, battery backup | 5200 | 4782.53
1571 |  | Gas Detection - Industrial | TouchPoint Plus | TPPLBAWA8SNBNRN | TPPL Controller Basic, Wall Mount, AC115/220 150W, 8 x mA input with 12 x relay output with battery backup, MODBUS TCP+WEB monitoring | 5880 | 5401.32
2113 |  | Gas Detection - Industrial | TouchPoint Plus | TPPLBAWA8SNBNTN | TPPL Controller Basic, Wall Mount, AC115/220 150W, 8 x mA input with 12 x relay output with battery backup, MODBUS TCP | 5880 | 5401.32
|  | Gas Detection - Industrial | TouchPoint Plus | TPPLBAWA8SNBRNN | TPPL Controller Basic, Wall Mount, AC115/220 150W, 8 x mA input with 12 x relay output with battery backup, MODBUS RTU | 5880 | 5401.32
177 |  | Gas Detection - Industrial | TouchPoint Plus | TPPLBAWA8SNNNNN | TPPL Controller Basic, Wall Mount, AC115/220 150W, 8 x mA input with 12 x relay output | 4680 | 4300.08
2125 |  | Gas Detection - Industrial | TouchPoint Plus | TPPLBAWA8SNNNRN | TPPL Controller Basic, Wall Mount, AC115/220 150W, 8 x mA input with 12 x relay output, MODBUS TCP+WEB monitoring | 5330 | 4897.9
2230 |  | Gas Detection - Industrial | TouchPoint Plus | TPPLBAWA8SNNNTN | TPPL Controller Basic, Wall Mount, AC115/220 150W, 8 x mA input with 12 x relay output, MODBUS TCP | 5330 | 4897.9
2296 |  | Gas Detection - Industrial | TouchPoint Plus | TPPLBAWA8SNNRNN | TPPL Controller Basic, Wall Mount, AC115/220 150W, 8 x mA input with 12 x relay output, MODBUS RTU | 5330 | 4897.9
2303 |  | Gas Detection - Industrial | TouchPoint Plus | TPPLBAWD4NNNNNN | TPPL Controller Basic, Wall Mount, AC115/220 150W, 2 x mA + 2 x mV input | 2950 | 2705.9
2304 |  | Gas Detection - Industrial | TouchPoint Plus | TPPLBAWD4SNBNNN | TPPL Controller Basic, Wall Mount, AC115/220 150W, 2 x mA + 2 x mV input with 12 x relay output with battery backup | 4350 | 3995.93
2378 |  | Gas Detection - Industrial | TouchPoint Plus | TPPLBAWD4SNBNTN | TPPL Controller Basic, Wall Mount, AC115/220 150W, 2 x mA + 2 x mV input with 12 x relay output with battery backup, MODBUS TCP | 5010 | 4604.23
1909 |  | Gas Detection - Industrial | TouchPoint Plus | TPPLBAWD4SNNNNN | TPPL Controller Basic, Wall Mount, AC115/220 150W, 2 x mA + 2 x mV input with 12 x relay output | 3810 | 3502.99
1911 |  | Gas Detection - Industrial | TouchPoint Plus | TPPLBAWD4SNNNTN | TPPL Controller Basic, Wall Mount, AC115/220 150W, 2 x mA + 2 x mV input with 12 x relay output, MODBUS TCP | 4470 | 4111.3
1913 |  | Gas Detection - Industrial | TouchPoint Plus | TPPLBAWD8D8NNNN | TPPL Controller Basic, Wall Mount, AC115/220 150W, 4 x mA + 4 x mV input with 24 x relay output, 8 x mA output | 7060 | 6492.07
1206 |  | Gas Detection - Industrial | TouchPoint Plus | TPPLBAWD8NNBNRN | TPPL Controller Basic, Wall Mount, AC115/220 150W, 4 x mA + 4 x mV input with battery backup, MODBUS TCP+WEB monitoring | 5010 | 4604.23
2644 |  | Gas Detection - Industrial | TouchPoint Plus | TPPLBAWD8NNNNNN | TPPL Controller Basic, Wall Mount, AC115/220 150W, 4 x mA + 4 x mV input | 3810 | 3502.99
1703 |  | Gas Detection - Industrial | TouchPoint Plus | TPPLBAWD8NNNNRN | TPPL Controller Basic, Wall Mount, AC115/220 150W, 4 x mA + 4 x mV input, MODBUS TCP+WEB monitoring | 4470 | 4111.3
1325 |  | Gas Detection - Industrial | TouchPoint Plus | TPPLBAWD8S8NNNN | TPPL Controller Basic, Wall Mount, AC115/220 150W, 4 x mA + 4 x mV input with 12 x relay output, 8 x mA output | 6140 | 5642.54
2482 |  | Gas Detection - Industrial | TouchPoint Plus | TPPLBAWD8SNBRNN | TPPL Controller Basic, Wall Mount, AC115/220 150W, 4 x mA + 4 x mV input with 12 x relay output with battery backup, MODBUS RTU | 5880 | 5401.32
1886 |  | Gas Detection - Industrial | TouchPoint Plus | TPPLBAWD8SNNNNN | TPPL Controller Basic, Wall Mount, AC115/220 150W, 4 x mA + 4 x mV input with 12 x relay output | 4680 | 4300.08
|  | Gas Detection - Industrial | TouchPoint Plus | TPPLBAWD8SNNRNN | TPPL Controller Basic, Wall Mount, AC115/220 150W, 4 x mA + 4 x mV input with 12 x relay output, MODBUS RTU | 5330 | 4897.9
2121 |  | Gas Detection - Industrial | TouchPoint Plus | TPPLBAWV2N4BNNN | TPPL Controller Basic, Wall Mount, AC115/220 150W, 2 x mV input with 4 x mA output, battery backup | 3740 | 3440.06
2130 |  | Gas Detection - Industrial | TouchPoint Plus | TPPLBAWV2N4NNNN | TPPL Controller Basic, Wall Mount, AC115/220 150W, 2 x mV input with 4 x mA output | 3210 | 2947.13
2131 |  | Gas Detection - Industrial | TouchPoint Plus | TPPLBAWV2NNBNNN | TPPL Controller Basic, Wall Mount, AC115/220 150W, 2 x mV input with battery backup | 3070 | 2821.27
2132 |  | Gas Detection - Industrial | TouchPoint Plus | TPPLBAWV2NNNNNN | TPPL Controller Basic, Wall Mount, AC115/220 150W, 2 x mV input | 2550 | 2338.82
2229 |  | Gas Detection - Industrial | TouchPoint Plus | TPPLBAWV2S4BNNN | TPPL Controller Basic, Wall Mount, AC115/220 150W, 2 x mV input with 12 x relay output, 4 x mA output, battery backup | 4610 | 4237.15
2269 |  | Gas Detection - Industrial | TouchPoint Plus | TPPLBAWV2S4NNNN | TPPL Controller Basic, Wall Mount, AC115/220 150W, 2 x mV input with 12 x relay output, 4 x mA output | 4070 | 3744.22
2276 |  | Gas Detection - Industrial | TouchPoint Plus | TPPLBAWV2SNBNNN | TPPL Controller Basic, Wall Mount, AC115/220 150W, 2 x mV input with 12 x relay output, battery backup | 3950 | 3628.85
2277 |  | Gas Detection - Industrial | TouchPoint Plus | TPPLBAWV2SNBNTN | TPPL Controller Basic, Wall Mount, AC115/220 150W, 2 x mV input with 12 x relay output with battery backup, MODBUS TCP | 4610 | 4237.15
2365 |  | Gas Detection - Industrial | TouchPoint Plus | TPPLBAWV2SNBRNN | TPPL Controller Basic, Wall Mount, AC115/220 150W, 2 x mV input with 12 x relay output with battery backup, MODBUS RTU | 4610 | 4237.15
2430 |  | Gas Detection - Industrial | TouchPoint Plus | TPPLBAWV2SNNNNN | TPPL Controller Basic, Wall Mount, AC115/220 150W, 2 x mV input with 12 x relay output | 3400 | 3125.42
2645 |  | Gas Detection - Industrial | TouchPoint Plus | TPPLBAWV2SNNNTN | TPPL Controller Basic, Wall Mount, AC115/220 150W, 2 x mV input with 12 x relay output, MODBUS TCP | 4070 | 3744.22
1910 |  | Gas Detection - Industrial | TouchPoint Plus | TPPLBAWV2SNNRNN | TPPL Controller Basic, Wall Mount, AC115/220 150W, 2 x mV input with 12 x relay output, MODBUS RTU | 4070 | 3744.22
1912 |  | Gas Detection - Industrial | TouchPoint Plus | TPPLBAWV4N4BNNN | TPPL Controller Basic, Wall Mount, AC115/220 150W, 4 x mV input with 4 x mA output, battery backup | 4140 | 3807.14
1914 |  | Gas Detection - Industrial | TouchPoint Plus | TPPLBAWV4N4NNNN | TPPL Controller Basic, Wall Mount, AC115/220 150W, 4 x mV input with 4 x mA output | 3620 | 3324.7
2314 |  | Gas Detection - Industrial | TouchPoint Plus | TPPLBAWV4NNBNNN | TPPL Controller Basic, Wall Mount, AC115/220 150W, 4 x mV input with battery backup | 3470 | 3188.35
2340 |  | Gas Detection - Industrial | TouchPoint Plus | TPPLBAWV4NNNNNN | TPPL Controller Basic, Wall Mount, AC115/220 150W, 4 x mV input | 2950 | 2705.9
2358 |  | Gas Detection - Industrial | TouchPoint Plus | TPPLBAWV4S4BNNN | TPPL Controller Basic, Wall Mount, AC115/220 150W, 4 x mV input with 12 x relay output, 4 x mA output, battery backup | 5010 | 4604.23
2386 |  | Gas Detection - Industrial | TouchPoint Plus | TPPLBAWV4S4BNTN | TPPL Controller Basic, Wall Mount, AC115/220 150W, 4 x mV input with 12 x relay output, 4 x mA output with battery backup, MODBUS TCP | 5680 | 5223.02
2398 |  | Gas Detection - Industrial | TouchPoint Plus | TPPLBAWV4S4NNNN | TPPL Controller Basic, Wall Mount, AC115/220 150W, 4 x mV input with 12 x relay output, 4 x mA output | 4500 | 4132.27
1887 |  | Gas Detection - Industrial | TouchPoint Plus | TPPLBAWV4S4NNTN | TPPL Controller Basic, Wall Mount, AC115/220 150W, 4 x mV input with 12 x relay output, 4 x mA output, MODBUS TCP | 5130 | 4719.6
1785 |  | Gas Detection - Industrial | TouchPoint Plus | TPPLBAWV4S4NRNN | TPPL Controller Basic, Wall Mount, AC115/220 150W, 4 x mV input with 12 x relay output, 4 x mA output, MODBUS RTU | 5130 | 4719.6
2085 |  | Gas Detection - Industrial | TouchPoint Plus | TPPLBAWV4SNBNNN | TPPL Controller Basic, Wall Mount, AC115/220 150W, 4 x mV input with 12 x relay output, battery backup | 4350 | 3995.93
2095 |  | Gas Detection - Industrial | TouchPoint Plus | TPPLBAWV4SNBNTN | TPPL Controller Basic, Wall Mount, AC115/220 150W, 4 x mV input with 12 x relay output with battery backup, MODBUS TCP | 5010 | 4604.23
2096 |  | Gas Detection - Industrial | TouchPoint Plus | TPPLBAWV4SNBRNN | TPPL Controller Basic, Wall Mount, AC115/220 150W, 4 x mV input with 12 x relay output with battery backup, MODBUS RTU | 5010 | 4604.23
2216 |  | Gas Detection - Industrial | TouchPoint Plus | TPPLBAWV4SNNNNN | TPPL Controller Basic, Wall Mount, AC115/220 150W, 4 x mV input with 12 x relay output | 3840 | 3523.97
2273 |  | Gas Detection - Industrial | TouchPoint Plus | TPPLBAWV4SNNNTN | TPPL Controller Basic, Wall Mount, AC115/220 150W, 4 x mV input with 12 x relay output, MODBUS TCP | 4470 | 4111.3
2274 |  | Gas Detection - Industrial | TouchPoint Plus | TPPLBAWV4SNNRNN | TPPL Controller Basic, Wall Mount, AC115/220 150W, 4 x mV input with 12 x relay output, MODBUS RTU | 4470 | 4111.3
2412 |  | Gas Detection - Industrial | TouchPoint Plus | TPPLBAWV8D4BNNN | TPPL Controller Basic, Wall Mount, AC115/220 150W, 8 x mV input with 24 x relay output, 4 x mA output, battery backup | 6800 | 6250.85
2094 |  | Gas Detection - Industrial | TouchPoint Plus | TPPLBAWV8D4NNNN | TPPL Controller Basic, Wall Mount, AC115/220 150W, 8 x mV input with 24 x relay output, 4 x mA output | 6270 | 5768.4
1704 |  | Gas Detection - Industrial | TouchPoint Plus | TPPLBAWV8D4NRNN | TPPL Controller Basic, Wall Mount, AC115/220 150W, 8 x mV input with 24 x relay output, 4 x mA output, MODBUS RTU | 6940 | 6376.7
2670 |  | Gas Detection - Industrial | TouchPoint Plus | TPPLBAWV8D8BNNN | TPPL Controller Basic, Wall Mount, AC115/220 150W, 8 x mV input with 24 x relay output, 8 x mA output, battery backup | 7610 | 6995.5
2206 |  | Gas Detection - Industrial | TouchPoint Plus | TPPLBAWV8D8BRNN | TPPL Controller Basic, Wall Mount, AC115/220 150W, 8 x mV input with 24 x relay output, 8 x mA output with battery backup, MODBUS RTU | 8270 | 7603.8
2210 |  | Gas Detection - Industrial | TouchPoint Plus | TPPLBAWV8D8NNNN | TPPL Controller Basic, Wall Mount, AC115/220 150W, 8 x mV input with 24 x relay output, 8 x mA output | 7060 | 6492.07
2257 |  | Gas Detection - Industrial | TouchPoint Plus | TPPLBAWV8D8NRNN | TPPL Controller Basic, Wall Mount, AC115/220 150W, 8 x mV input with 24 x relay output, 8 x mA output, MODBUS RTU | 7730 | 7110.86
2287 |  | Gas Detection - Industrial | TouchPoint Plus | TPPLBAWV8DNBNNN | TPPL Controller Basic, Wall Mount, AC115/220 150W, 8 x mV input with 24 x relay output, battery backup | 6140 | 5642.54
2371 |  | Gas Detection - Industrial | TouchPoint Plus | TPPLBAWV8DNBRNN | TPPL Controller Basic, Wall Mount, AC115/220 150W, 8 x mV input with 24 x relay output with battery backup, MODBUS RTU | 6800 | 6250.85
1890 |  | Gas Detection - Industrial | TouchPoint Plus | TPPLBAWV8DNNNNN | TPPL Controller Basic, Wall Mount, AC115/220 150W, 8 x mV input with 24 x relay output | 5610 | 5160.1
2145 |  | Gas Detection - Industrial | TouchPoint Plus | TPPLBAWV8DNNRNN | TPPL Controller Basic, Wall Mount, AC115/220 150W, 8 x mV input with 24 x relay output, MODBUS RTU | 6270 | 5768.4
2180 |  | Gas Detection - Industrial | TouchPoint Plus | TPPLBAWV8N8BNNN | TPPL Controller Basic, Wall Mount, AC115/220 150W, 8 x mV input with 8 x mA output, battery backup | 5810 | 5338.39
2240 |  | Gas Detection - Industrial | TouchPoint Plus | TPPLBAWV8N8NNNN | TPPL Controller Basic, Wall Mount, AC115/220 150W, 8 x mV input with 8 x mA output | 5270 | 4845.46
1316 |  | Gas Detection - Industrial | TouchPoint Plus | TPPLBAWV8NNBNNN | TPPL Controller Basic, Wall Mount, AC115/220 150W, 8 x mV input with battery backup | 4350 | 3995.93
1178 |  | Gas Detection - Industrial | TouchPoint Plus | TPPLBAWV8NNNNNN | TPPL Controller Basic, Wall Mount, AC115/220 150W, 8 x mV input | 3810 | 3502.99
2090 |  | Gas Detection - Industrial | TouchPoint Plus | TPPLBAWV8S4BNNN | TPPL Controller Basic, Wall Mount, AC115/220 150W, 8 x mV input with 12 x relay output, 4 x mA output, battery backup | 5880 | 5401.32
2091 |  | Gas Detection - Industrial | TouchPoint Plus | TPPLBAWV8S4NNNN | TPPL Controller Basic, Wall Mount, AC115/220 150W, 8 x mV input with 12 x relay output, 4 x mA output | 5330 | 4897.9
2092 |  | Gas Detection - Industrial | TouchPoint Plus | TPPLBAWV8S4NRNN | TPPL Controller Basic, Wall Mount, AC115/220 150W, 8 x mV input with 12 x relay output, 4 x mA output, MODBUS RTU | 6010 | 5527.18
1695 |  | Gas Detection - Industrial | TouchPoint Plus | TPPLBAWV8S8BNNN | TPPL Controller Basic, Wall Mount, AC115/220 150W, 8 x mV input with 12 x relay output, 8 x mA output, battery backup | 6670 | 6135.48
2109 |  | Gas Detection - Industrial | TouchPoint Plus | TPPLBAWV8S8BRNN | TPPL Controller Basic, Wall Mount, AC115/220 150W, 8 x mV input with 12 x relay output, 8 x mA output with battery backup, MODBUS RTU | 7350 | 6754.27
2222 |  | Gas Detection - Industrial | TouchPoint Plus | TPPLBAWV8S8NNNN | TPPL Controller Basic, Wall Mount, AC115/220 150W, 8 x mV input with 12 x relay output, 8 x mA output | 6140 | 5642.54
2284 |  | Gas Detection - Industrial | TouchPoint Plus | TPPLBAWV8S8NRNN | TPPL Controller Basic, Wall Mount, AC115/220 150W, 8 x mV input with 12 x relay output, 8 x mA output, MODBUS RTU | 6800 | 6250.85
2291 |  | Gas Detection - Industrial | TouchPoint Plus | TPPLBAWV8SNBNNN | TPPL Controller Basic, Wall Mount, AC115/220 150W, 8 x mV input with 12 x relay output, battery backup | 5200 | 4782.53
2292 |  | Gas Detection - Industrial | TouchPoint Plus | TPPLBAWV8SNBRNN | TPPL Controller Basic, Wall Mount, AC115/220 150W, 8 x mV input with 12 x relay output with battery backup, MODBUS RTU | 5880 | 5401.32
2370 |  | Gas Detection - Industrial | TouchPoint Plus | TPPLBAWV8SNNNNN | TPPL Controller Basic, Wall Mount, AC115/220 150W, 8 x mV input with 12 x relay output | 4680 | 4300.08
2375 |  | Gas Detection - Industrial | TouchPoint Plus | TPPLBAWV8SNNRNN | TPPL Controller Basic, Wall Mount, AC115/220 150W, 8 x mV input with 12 x relay output, MODBUS RTU | 5330 | 4897.9
2376 |  | Gas Detection - Industrial | TouchPoint Plus | TPPLBDWA2N4BNNN | TPPL Controller Basic, Wall Mount, DC Powered, 2 x mA input with 4 x mA output, battery backup | 3620 | 3324.7
2435 |  | Gas Detection - Industrial | TouchPoint Plus | TPPLBDWA2N4BNTN | TPPL Controller Basic, Wall Mount, DC Powered, 2 x mA input, 4 x mA output with battery backup, MODBUS TCP | 4280 | 3933
2667 |  | Gas Detection - Industrial | TouchPoint Plus | TPPLBDWA2N4BRNN | TPPL Controller Basic, Wall Mount, DC Powered, 2 x mA input, 4 x mA output with battery backup, MODBUS RTU | 4280 | 3933
2293 |  | Gas Detection - Industrial | TouchPoint Plus | TPPLBDWA2N4NNNN | TPPL Controller Basic, Wall Mount, DC Powered, 2 x mA input with 4 x mA output | 3070 | 2821.27
2300 |  | Gas Detection - Industrial | TouchPoint Plus | TPPLBDWA2N4NNTN | TPPL Controller Basic, Wall Mount, DC Powered, 2 x mA input, 4 x mA output, MODBUS TCP | 3740 | 3440.06
2301 |  | Gas Detection - Industrial | TouchPoint Plus | TPPLBDWA2N4NRNN | TPPL Controller Basic, Wall Mount, DC Powered, 2 x mA input, 4 x mA output, MODBUS RTU | 3740 | 3440.06
2377 |  | Gas Detection - Industrial | TouchPoint Plus | TPPLBDWA2NNBNNN | TPPL Controller Basic, Wall Mount, DC Powered, 2 x mA input with battery backup | 2950 | 2705.9
1891 |  | Gas Detection - Industrial | TouchPoint Plus | TPPLBDWA2NNBNTN | TPPL Controller Basic, Wall Mount, DC Powered, 2 x mA input with battery backup, MODBUS TCP | 3620 | 3324.7
2105 |  | Gas Detection - Industrial | TouchPoint Plus | TPPLBDWA2NNBRNN | TPPL Controller Basic, Wall Mount, DC Powered, 2 x mA input with battery backup, MODBUS RTU | 3620 | 3324.7
2114 |  | Gas Detection - Industrial | TouchPoint Plus | TPPLBDWA2NNNNNN | TPPL Controller Basic, Wall Mount, DC powered, 2 x mA input | 2410 | 2212.97
2116 |  | Gas Detection - Industrial | TouchPoint Plus | TPPLBDWA2NNNNTN | TPPL Controller Basic, Wall Mount, DC Powered, 2 x mA input, MODBUS TCP | 3070 | 2821.27
2221 |  | Gas Detection - Industrial | TouchPoint Plus | TPPLBDWA2NNNRNN | TPPL Controller Basic, Wall Mount, DC Powered, 2 x mA input, MODBUS RTU | 3070 | 2821.27
2226 |  | Gas Detection - Industrial | TouchPoint Plus | TPPLBDWA2S4BNNN | TPPL Controller Basic, Wall Mount, DC Powered, 2 x mA input with 12 x relay output, 4 x mA output, battery backup | 4470 | 4111.3
2227 |  | Gas Detection - Industrial | TouchPoint Plus | TPPLBDWA2S4BNTN | TPPL Controller Basic, Wall Mount, DC Powered, 2 x mA input with 12 x relay output, 4 x mA output with battery backup, MODBUS TCP | 5130 | 4719.6
2417 |  | Gas Detection - Industrial | TouchPoint Plus | TPPLBDWA2S4BRNN | TPPL Controller Basic, Wall Mount, DC Powered, 2 x mA input with 12 x relay output, 4 x mA output with battery backup, MODBUS RTU | 5130 | 4719.6
2420 |  | Gas Detection - Industrial | TouchPoint Plus | TPPLBDWA2S4NNNN | TPPL Controller Basic, Wall Mount, DC Powered, 2 x mA input with 12 x relay output, 4 x mA output | 3950 | 3628.85
2423 |  | Gas Detection - Industrial | TouchPoint Plus | TPPLBDWA2S4NNTN | TPPL Controller Basic, Wall Mount, DC Powered, 2 x mA input with 12 x relay output, 4 x mA output, MODBUS TCP | 4610 | 4237.15
2646 |  | Gas Detection - Industrial | TouchPoint Plus | TPPLBDWA2S4NRNN | TPPL Controller Basic, Wall Mount, DC Powered, 2 x mA input with 12 x relay output, 4 x mA output, MODBUS RTU | 4610 | 4237.15
1944 |  | Gas Detection - Industrial | TouchPoint Plus | TPPLBDWA2SNBNNN | TPPL Controller Basic, Wall Mount, DC Powered, 2 x mA input with 12 x relay output, battery backup | 3810 | 3502.99
2115 |  | Gas Detection - Industrial | TouchPoint Plus | TPPLBDWA2SNBNTN | TPPL Controller Basic, Wall Mount, DC Powered, 2 x mA input with 12 x relay output with battery backup, MODBUS TCP | 4470 | 4111.3
1706 |  | Gas Detection - Industrial | TouchPoint Plus | TPPLBDWA2SNBRNN | TPPL Controller Basic, Wall Mount, DC Powered, 2 x mA input with 12 x relay output with battery backup, MODBUS RTU | 4470 | 4111.3
2126 |  | Gas Detection - Industrial | TouchPoint Plus | TPPLBDWA2SNNNNN | TPPL Controller Basic, Wall Mount, DC Powered, 2 x mA input with 12 x relay output | 3280 | 3010.06
2127 |  | Gas Detection - Industrial | TouchPoint Plus | TPPLBDWA2SNNNTN | TPPL Controller Basic, Wall Mount, DC Powered, 2 x mA input with 12 x relay output, MODBUS TCP | 3950 | 3628.85
2128 |  | Gas Detection - Industrial | TouchPoint Plus | TPPLBDWA2SNNRNN | TPPL Controller Basic, Wall Mount, DC Powered, 2 x mA input with 12 x relay output, MODBUS RTU | 3950 | 3628.85
2228 |  | Gas Detection - Industrial | TouchPoint Plus | TPPLBDWA4N4BNNN | TPPL Controller Basic, Wall Mount, DC Powered, 4 x mA input with 4 x mA output, battery backup | 4020 | 3691.78
2297 |  | Gas Detection - Industrial | TouchPoint Plus | TPPLBDWA4N4BNTN | TPPL Controller Basic, Wall Mount, DC Powered, 4 x mA input, 4 x mA output with battery backup, MODBUS TCP | 4680 | 4300.08
2298 |  | Gas Detection - Industrial | TouchPoint Plus | TPPLBDWA4N4BRNN | TPPL Controller Basic, Wall Mount, DC Powered, 4 x mA input, 4 x mA output with battery backup, MODBUS RTU | 4680 | 4300.08
2647 |  | Gas Detection - Industrial | TouchPoint Plus | TPPLBDWA4N4NNNN | TPPL Controller Basic, Wall Mount, DC Powered, 4 x mA input with 4 x mA output | 3470 | 3188.35
2117 |  | Gas Detection - Industrial | TouchPoint Plus | TPPLBDWA4N4NNTN | TPPL Controller Basic, Wall Mount, DC Powered, 4 x mA input, 4 x mA output, MODBUS TCP | 4140 | 3807.14
488 |  | Gas Detection - Industrial | TouchPoint Plus | TPPLBDWA4N4NRNN | TPPL Controller Basic, Wall Mount, DC Powered, 4 x mA input, 4 x mA output, MODBUS RTU | 4140 | 3807.14
2311 |  | Gas Detection - Industrial | TouchPoint Plus | TPPLBDWA4NNBNNN | TPPL Controller Basic, Wall Mount, DC Powered, 4 x mA input with battery backup | 3350 | 3072.98
2337 |  | Gas Detection - Industrial | TouchPoint Plus | TPPLBDWA4NNBNTN | TPPL Controller Basic, Wall Mount, DC Powered, 4 x mA input with battery backup, MODBUS TCP | 4020 | 3691.78
2383 |  | Gas Detection - Industrial | TouchPoint Plus | TPPLBDWA4NNBRNN | TPPL Controller Basic, Wall Mount, DC Powered, 4 x mA input with battery backup, MODBUS RTU | 4020 | 3691.78
2397 |  | Gas Detection - Industrial | TouchPoint Plus | TPPLBDWA4NNNNNN | TPPL Controller Basic, Wall Mount, DC Powered, 4 x mA input | 2810 | 2580.05
|  | Gas Detection - Industrial | TouchPoint Plus | TPPLBDWA4NNNNTN | TPPL Controller Basic, Wall Mount, DC Powered, 4 x mA input, MODBUS TCP | 3470 | 3188.35
|  | Gas Detection - Industrial | TouchPoint Plus | TPPLBDWA4NNNRNN | TPPL Controller Basic, Wall Mount, DC Powered, 4 x mA input, MODBUS RTU | 3470 | 3188.35
1707 |  | Gas Detection - Industrial | TouchPoint Plus | TPPLBDWA4S4BNNN | TPPL Controller Basic, Wall Mount, DC Powered, 4 x mA input with 12 x relay output, 4 x mA output, battery backup | 4870 | 4478.38
1875 |  | Gas Detection - Industrial | TouchPoint Plus | TPPLBDWA4S4BNTN | TPPL Controller Basic, Wall Mount, DC Powered, 4 x mA input with 12 x relay output, 4 x mA output with battery backup, MODBUS TCP | 5550 | 5097.17
1877 |  | Gas Detection - Industrial | TouchPoint Plus | TPPLBDWA4S4BRNN | TPPL Controller Basic, Wall Mount, DC Powered, 4 x mA input with 12 x relay output, 4 x mA output with battery backup, MODBUS RTU | 5550 | 5097.17
1506 |  | Gas Detection - Industrial | TouchPoint Plus | TPPLBDWA4S4NNNN | TPPL Controller Basic, Wall Mount, DC Powered, 4 x mA input with 12 x relay output, 4 x mA output | 4350 | 3995.93
2122 |  | Gas Detection - Industrial | TouchPoint Plus | TPPLBDWA4S4NNTN | TPPL Controller Basic, Wall Mount, DC Powered, 4 x mA input with 12 x relay output, 4 x mA output, MODBUS TCP | 5010 | 4604.23
2123 |  | Gas Detection - Industrial | TouchPoint Plus | TPPLBDWA4S4NRNN | TPPL Controller Basic, Wall Mount, DC Powered, 4 x mA input with 12 x relay output, 4 x mA output, MODBUS RTU | 5010 | 4604.23
2124 |  | Gas Detection - Industrial | TouchPoint Plus | TPPLBDWA4SNBNNN | TPPL Controller Basic, Wall Mount, DC Powered, 4 x mA input with 12 x relay output, battery backup | 4210 | 3870.07
2270 |  | Gas Detection - Industrial | TouchPoint Plus | TPPLBDWA4SNBNTN | TPPL Controller Basic, Wall Mount, DC Powered, 4 x mA input with 12 x relay output with battery backup, MODBUS TCP | 4870 | 4478.38
2271 |  | Gas Detection - Industrial | TouchPoint Plus | TPPLBDWA4SNBRNN | TPPL Controller Basic, Wall Mount, DC Powered, 4 x mA input with 12 x relay output with battery backup, MODBUS RTU | 4870 | 4478.38
|  | Gas Detection - Industrial | TouchPoint Plus | TPPLBDWA4SNNNNN | TPPL Controller Basic, Wall Mount, DC Powered, 4 x mA input with 12 x relay output | 3690 | 3387.62
1705 |  | Gas Detection - Industrial | TouchPoint Plus | TPPLBDWA4SNNNTN | TPPL Controller Basic, Wall Mount, DC Powered, 4 x mA input with 12 x relay output, MODBUS TCP | 4350 | 3995.93
489 |  | Gas Detection - Industrial | TouchPoint Plus | TPPLBDWA4SNNRNN | TPPL Controller Basic, Wall Mount, DC Powered, 4 x mA input with 12 x relay output, MODBUS RTU | 4350 | 3995.93
|  | Gas Detection - Industrial | TouchPoint Plus | TPPLBDWA8D4BNNN | TPPL Controller Basic, Wall Mount, DC Powered, 8 x mA input with 24 x relay output, 4 x mA output, battery backup | 6670 | 6135.48
481 |  | Gas Detection - Industrial | TouchPoint Plus | TPPLBDWA8D4NNNN | TPPL Controller Basic, Wall Mount, DC Powered, 8 x mA input with 24 x relay output, 4 x mA output | 6140 | 5642.54
2141 |  | Gas Detection - Industrial | TouchPoint Plus | TPPLBDWA8D8BNNN | TPPL Controller Basic, Wall Mount, DC Powered, 8 x mA input with 24 x relay output, 8 x mA output, battery backup | 7470 | 6869.64
2176 |  | Gas Detection - Industrial | TouchPoint Plus | TPPLBDWA8D8BNTN | TPPL Controller Basic, Wall Mount, DC Powered, 8 x mA input with 24 x relay output, 8 x mA output with battery backup, MODBUS TCP | 8130 | 7477.94
2204 |  | Gas Detection - Industrial | TouchPoint Plus | TPPLBDWA8D8BRNN | TPPL Controller Basic, Wall Mount, DC Powered, 8 x mA input with 24 x relay output, 8 x mA output with battery backup, MODBUS RTU | 8130 | 7477.94
2237 |  | Gas Detection - Industrial | TouchPoint Plus | TPPLBDWA8D8NNNN | TPPL Controller Basic, Wall Mount, DC Powered, 8 x mA input with 24 x relay output, 8 x mA output | 6940 | 6376.7
2256 |  | Gas Detection - Industrial | TouchPoint Plus | TPPLBDWA8D8NNTN | TPPL Controller Basic, Wall Mount, DC Powered, 8 x mA input with 24 x relay output, 8 x mA output, MODBUS TCP | 7610 | 6995.5
2308 |  | Gas Detection - Industrial | TouchPoint Plus | TPPLBDWA8D8NRNN | TPPL Controller Basic, Wall Mount, DC Powered, 8 x mA input with 24 x relay output, 8 x mA output, MODBUS RTU | 7610 | 6995.5
2315 |  | Gas Detection - Industrial | TouchPoint Plus | TPPLBDWA8DNBNNN | TPPL Controller Basic, Wall Mount, DC Powered, 8 x mA input with 24 x relay output, battery backup | 6010 | 5527.18
2316 |  | Gas Detection - Industrial | TouchPoint Plus | TPPLBDWA8DNBNTN | TPPL Controller Basic, Wall Mount, DC Powered, 8 x mA input with 24 x relay output with battery backup, MODBUS TCP | 6670 | 6135.48
2341 |  | Gas Detection - Industrial | TouchPoint Plus | TPPLBDWA8DNBRNN | TPPL Controller Basic, Wall Mount, DC Powered, 8 x mA input with 24 x relay output with battery backup, MODBUS RTU | 6670 | 6135.48
2342 |  | Gas Detection - Industrial | TouchPoint Plus | TPPLBDWA8DNNNNN | TPPL Controller Basic, Wall Mount, DC Powered, 8 x mA input with 24 x relay output | 5480 | 5034.24
2359 |  | Gas Detection - Industrial | TouchPoint Plus | TPPLBDWA8DNNNTN | TPPL Controller Basic, Wall Mount, DC Powered, 8 x mA input with 24 x relay output, MODBUS TCP | 6140 | 5642.54
2382 |  | Gas Detection - Industrial | TouchPoint Plus | TPPLBDWA8DNNRNN | TPPL Controller Basic, Wall Mount, DC Powered, 8 x mA input with 24 x relay output, MODBUS RTU | 6140 | 5642.54
2387 |  | Gas Detection - Industrial | TouchPoint Plus | TPPLBDWA8N8BNNN | TPPL Controller Basic, Wall Mount, DC Powered, 8 x mA input with 8 x mA output, battery backup | 5680 | 5223.02
2388 |  | Gas Detection - Industrial | TouchPoint Plus | TPPLBDWA8N8BNTN | TPPL Controller Basic, Wall Mount, DC Powered, 8 x mA input, 8 x mA output with battery backup, MODBUS TCP | 6340 | 5831.33
2655 |  | Gas Detection - Industrial | TouchPoint Plus | TPPLBDWA8N8BRNN | TPPL Controller Basic, Wall Mount, DC Powered, 8 x mA input, 8 x mA output with battery backup, MODBUS RTU | 6340 | 5831.33
2086 |  | Gas Detection - Industrial | TouchPoint Plus | TPPLBDWA8N8NNNN | TPPL Controller Basic, Wall Mount, DC Powered, 8 x mA input with 8 x mA output | 5130 | 4719.6
2087 |  | Gas Detection - Industrial | TouchPoint Plus | TPPLBDWA8N8NNTN | TPPL Controller Basic, Wall Mount, DC Powered, 8 x mA input, 8 x mA output, MODBUS TCP | 5810 | 5338.39
1271 |  | Gas Detection - Industrial | TouchPoint Plus | TPPLBDWA8N8NRNN | TPPL Controller Basic, Wall Mount, DC Powered, 8 x mA input, 8 x mA output, MODBUS RTU | 5810 | 5338.39
2088 |  | Gas Detection - Industrial | TouchPoint Plus | TPPLBDWA8NNBNNN | TPPL Controller Basic, Wall Mount, DC Powered, 8 x mA input with battery backup | 4210 | 3870.07
2137 |  | Gas Detection - Industrial | TouchPoint Plus | TPPLBDWA8NNBNTN | TPPL Controller Basic, Wall Mount, DC Powered, 8 x mA input with battery backup, MODBUS TCP | 4870 | 4478.38
2146 |  | Gas Detection - Industrial | TouchPoint Plus | TPPLBDWA8NNBRNN | TPPL Controller Basic, Wall Mount, DC Powered, 8 x mA input with battery backup, MODBUS RTU | 4870 | 4478.38
2147 |  | Gas Detection - Industrial | TouchPoint Plus | TPPLBDWA8NNNNNN | TPPL Controller Basic, Wall Mount, DC Powered, 8 x mA input | 3690 | 3387.62
2148 |  | Gas Detection - Industrial | TouchPoint Plus | TPPLBDWA8NNNNTN | TPPL Controller Basic, Wall Mount, DC Powered, 8 x mA input, MODBUS TCP | 4350 | 3995.93
2181 |  | Gas Detection - Industrial | TouchPoint Plus | TPPLBDWA8NNNRNN | TPPL Controller Basic, Wall Mount, DC Powered, 8 x mA input, MODBUS RTU | 4350 | 3995.93
2182 |  | Gas Detection - Industrial | TouchPoint Plus | TPPLBDWA8S4BNNN | TPPL Controller Basic, Wall Mount, DC Powered, 8 x mA input with 12 x relay output, 4 x mA output, battery backup | 5740 | 5275.46
2183 |  | Gas Detection - Industrial | TouchPoint Plus | TPPLBDWA8S4NNNN | TPPL Controller Basic, Wall Mount, DC Powered, 8 x mA input with 12 x relay output, 4 x mA output | 5200 | 4782.53
2207 |  | Gas Detection - Industrial | TouchPoint Plus | TPPLBDWA8S8BNNN | TPPL Controller Basic, Wall Mount, DC Powered, 8 x mA input with 12 x relay output, 8 x mA output, battery backup | 6540 | 6009.62
2211 |  | Gas Detection - Industrial | TouchPoint Plus | TPPLBDWA8S8BNTN | TPPL Controller Basic, Wall Mount, DC Powered, 8 x mA input with 12 x relay output, 8 x mA output with battery backup, MODBUS TCP | 7210 | 6628.42
2241 |  | Gas Detection - Industrial | TouchPoint Plus | TPPLBDWA8S8BRNN | TPPL Controller Basic, Wall Mount, DC Powered, 8 x mA input with 12 x relay output, 8 x mA output with battery backup, MODBUS RTU | 7210 | 6628.42
2242 |  | Gas Detection - Industrial | TouchPoint Plus | TPPLBDWA8S8NNNN | TPPL Controller Basic, Wall Mount, DC Powered, 8 x mA input with 12 x relay output, 8 x mA output | 6010 | 5527.18
2281 |  | Gas Detection - Industrial | TouchPoint Plus | TPPLBDWA8S8NNTN | TPPL Controller Basic, Wall Mount, DC Powered, 8 x mA input with 12 x relay output, 8 x mA output, MODBUS TCP | 6670 | 6135.48
2288 |  | Gas Detection - Industrial | TouchPoint Plus | TPPLBDWA8S8NRNN | TPPL Controller Basic, Wall Mount, DC Powered, 8 x mA input with 12 x relay output, 8 x mA output, MODBUS RTU | 6670 | 6135.48
2289 |  | Gas Detection - Industrial | TouchPoint Plus | TPPLBDWA8SNBNNN | TPPL Controller Basic, Wall Mount, DC Powered, 8 x mA input with 12 x relay output, battery backup | 5070 | 4656.67
2369 |  | Gas Detection - Industrial | TouchPoint Plus | TPPLBDWA8SNBNTN | TPPL Controller Basic, Wall Mount, DC Powered, 8 x mA input with 12 x relay output with battery backup, MODBUS TCP | 5740 | 5275.46
2372 |  | Gas Detection - Industrial | TouchPoint Plus | TPPLBDWA8SNBRNN | TPPL Controller Basic, Wall Mount, DC Powered, 8 x mA input with 12 x relay output with battery backup, MODBUS RTU | 5740 | 5275.46
2373 |  | Gas Detection - Industrial | TouchPoint Plus | TPPLBDWA8SNNNNN | TPPL Controller Basic, Wall Mount, DC Powered, 8 x mA input with 12 x relay output | 4540 | 4174.22
2434 |  | Gas Detection - Industrial | TouchPoint Plus | TPPLBDWA8SNNNTN | TPPL Controller Basic, Wall Mount, DC Powered, 8 x mA input with 12 x relay output, MODBUS TCP | 5200 | 4782.53
2234 |  | Gas Detection - Industrial | TouchPoint Plus | TPPLBDWA8SNNRNN | TPPL Controller Basic, Wall Mount, DC Powered, 8 x mA input with 12 x relay output, MODBUS RTU | 5200 | 4782.53
1220 |  | Gas Detection - Industrial | TouchPoint Plus | TPPLBDWD4SNBNTN | TPPL Controller Basic, Wall Mount, DC Powered, 2 x mA + 2 x mV input with 12 x relay output with battery backup, MODBUS TCP | 4870 | 4478.38
2354 |  | Gas Detection - Industrial | TouchPoint Plus | TPPLBDWD4SNNNNN | TPPL Controller Basic, Wall Mount, DC Powered, 2 x mA + 2 x mV input with 12 x relay output | 3690 | 3387.62
2362 |  | Gas Detection - Industrial | TouchPoint Plus | TPPLBDWD4SNNNTN | TPPL Controller Basic, Wall Mount, DC Powered, 2 x mA + 2 x mV input with 12 x relay output, MODBUS TCP | 4350 | 3995.93
2404 |  | Gas Detection - Industrial | TouchPoint Plus | TPPLBDWD8SNBNTN | TPPL Controller Basic, Wall Mount, DC Powered, 4 x mA + 4 x mV input with 12 x relay output with battery backup, MODBUS TCP | 5740 | 5275.46
2429 |  | Gas Detection - Industrial | TouchPoint Plus | TPPLBDWD8SNBRNN | TPPL Controller Basic, Wall Mount, DC Powered, 4 x mA + 4 x mV input with 12 x relay output with battery backup, MODBUS RTU | 5740 | 5275.46
1876 |  | Gas Detection - Industrial | TouchPoint Plus | TPPLBDWD8SNNNNN | TPPL Controller Basic, Wall Mount, DC Powered, 4 x mA + 4 x mV input with 12 x relay output | 4540 | 4174.22
1878 |  | Gas Detection - Industrial | TouchPoint Plus | TPPLBDWD8SNNNTN | TPPL Controller Basic, Wall Mount, DC Powered, 4 x mA + 4 x mV input with 12 x relay output, MODBUS TCP | 5200 | 4782.53
1430 |  | Gas Detection - Industrial | TouchPoint Plus | TPPLBDWD8SNNRNN | TPPL Controller Basic, Wall Mount, DC Powered, 4 x mA + 4 x mV input with 12 x relay output, MODBUS RTU | 5200 | 4782.53
1431 |  | Gas Detection - Industrial | TouchPoint Plus | TPPLBDWV2N4BNNN | TPPL Controller Basic, Wall Mount, DC Powered, 2 x mV input with 4 x mA output, battery backup | 3620 | 3324.7
1432 |  | Gas Detection - Industrial | TouchPoint Plus | TPPLBDWV2N4NNNN | TPPL Controller Basic, Wall Mount, DC Powered, 2 x mV input with 4 x mA output | 3070 | 2821.27
2101 |  | Gas Detection - Industrial | TouchPoint Plus | TPPLBDWV2NNBNNN | TPPL Controller Basic, Wall Mount, DC Powered, 2 x mV input with battery backup | 2950 | 2705.9
2110 |  | Gas Detection - Industrial | TouchPoint Plus | TPPLBDWV2NNNNNN | TPPL Controller Basic, Wall Mount, DC Powered, 2 x mV input | 2410 | 2212.97
2111 |  | Gas Detection - Industrial | TouchPoint Plus | TPPLBDWV2S4BNNN | TPPL Controller Basic, Wall Mount, DC Powered, 2 x mV input with 12 x relay output, 4 x mA output, battery backup | 4470 | 4111.3
2112 |  | Gas Detection - Industrial | TouchPoint Plus | TPPLBDWV2S4NNNN | TPPL Controller Basic, Wall Mount, DC Powered, 2 x mV input with 12 x relay output, 4 x mA output | 3950 | 3628.85
2220 |  | Gas Detection - Industrial | TouchPoint Plus | TPPLBDWV2SNBNNN | TPPL Controller Basic, Wall Mount, DC Powered, 2 x mV input with 12 x relay output, battery backup | 3810 | 3502.99
2223 |  | Gas Detection - Industrial | TouchPoint Plus | TPPLBDWV2SNBNTN | TPPL Controller Basic, Wall Mount, DC Powered, 2 x mV input with 12 x relay output with battery backup, MODBUS TCP | 4470 | 4111.3
2224 |  | Gas Detection - Industrial | TouchPoint Plus | TPPLBDWV2SNBRNN | TPPL Controller Basic, Wall Mount, DC Powered, 2 x mV input with 12 x relay output with battery backup, MODBUS RTU | 4470 | 4111.3
2285 |  | Gas Detection - Industrial | TouchPoint Plus | TPPLBDWV2SNNNNN | TPPL Controller Basic, Wall Mount, DC Powered, 2 x mV input with 12 x relay output | 3280 | 3010.06
2286 |  | Gas Detection - Industrial | TouchPoint Plus | TPPLBDWV2SNNNTN | TPPL Controller Basic, Wall Mount, DC Powered, 2 x mV input with 12 x relay output, MODBUS TCP | 3950 | 3628.85
2416 |  | Gas Detection - Industrial | TouchPoint Plus | TPPLBDWV2SNNRNN | TPPL Controller Basic, Wall Mount, DC Powered, 2 x mV input with 12 x relay output, MODBUS RTU | 3950 | 3628.85
2199 |  | Gas Detection - Industrial | TouchPoint Plus | TPPLBDWV4N4BNNN | TPPL Controller Basic, Wall Mount, DC Powered, 4 x mV input with 4 x mA output, battery backup | 4020 | 3691.78
2214 |  | Gas Detection - Industrial | TouchPoint Plus | TPPLBDWV4N4NNNN | TPPL Controller Basic, Wall Mount, DC Powered, 4 x mV input with 4 x mA output | 3470 | 3188.35
2267 |  | Gas Detection - Industrial | TouchPoint Plus | TPPLBDWV4NNBNNN | TPPL Controller Basic, Wall Mount, DC Powered, 4 x mV input with battery backup | 3350 | 3072.98
2294 |  | Gas Detection - Industrial | TouchPoint Plus | TPPLBDWV4NNNNNN | TPPL Controller Basic, Wall Mount, DC Powered, 4 x mV input | 2810 | 2580.05
2295 |  | Gas Detection - Industrial | TouchPoint Plus | TPPLBDWV4S4BNNN | TPPL Controller Basic, Wall Mount, DC Powered, 4 x mV input with 12 x relay output, 4 x mA output, battery backup | 4870 | 4478.38
2411 |  | Gas Detection - Industrial | TouchPoint Plus | TPPLBDWV4S4NNNN | TPPL Controller Basic, Wall Mount, DC Powered, 4 x mV input with 12 x relay output, 4 x mA output | 4350 | 3995.93
|  | Gas Detection - Industrial | TouchPoint Plus | TPPLBDWV4SNBNNN | TPPL Controller Basic, Wall Mount, DC Powered, 4 x mV input with 12 x relay output, battery backup | 4210 | 3870.07
2106 |  | Gas Detection - Industrial | TouchPoint Plus | TPPLBDWV4SNBNTN | TPPL Controller Basic, Wall Mount, DC Powered, 4 x mV input with 12 x relay output with battery backup, MODBUS TCP | 4870 | 4478.38
2107 |  | Gas Detection - Industrial | TouchPoint Plus | TPPLBDWV4SNBRNN | TPPL Controller Basic, Wall Mount, DC Powered, 4 x mV input with 12 x relay output with battery backup, MODBUS RTU | 4870 | 4478.38
2108 |  | Gas Detection - Industrial | TouchPoint Plus | TPPLBDWV4SNNNNN | TPPL Controller Basic, Wall Mount, DC Powered, 4 x mV input with 12 x relay output | 3690 | 3387.62
|  | Gas Detection - Industrial | TouchPoint Plus | TPPLBDWV4SNNNTN | TPPL Controller Basic, Wall Mount, DC Powered, 4 x mV input with 12 x relay output, MODBUS TCP | 4350 | 3995.93
|  | Gas Detection - Industrial | TouchPoint Plus | TPPLBDWV4SNNRNN | TPPL Controller Basic, Wall Mount, DC Powered, 4 x mV input with 12 x relay output, MODBUS RTU | 4350 | 3995.93
2118 |  | Gas Detection - Industrial | TouchPoint Plus | TPPLBDWV8D4BNNN | TPPL Controller Basic, Wall Mount, DC Powered, 8 x mV input with 24 x relay output, 4 x mA output, battery backup | 6670 | 6135.48
2119 |  | Gas Detection - Industrial | TouchPoint Plus | TPPLBDWV8D4NNNN | TPPL Controller Basic, Wall Mount, DC Powered, 8 x mV input with 24 x relay output, 4 x mA output | 6140 | 5642.54
2120 |  | Gas Detection - Industrial | TouchPoint Plus | TPPLBDWV8D8BNNN | TPPL Controller Basic, Wall Mount, DC Powered, 8 x mV input with 24 x relay output, 8 x mA output, battery backup | 7470 | 6869.64
31 |  | Gas Detection - Industrial | TouchPoint Plus | TPPLBDWV8D8NNNN | TPPL Controller Basic, Wall Mount, DC Powered, 8 x mV input with 24 x relay output, 8 x mA output | 6940 | 6376.7
2305 |  | Gas Detection - Industrial | TouchPoint Plus | TPPLBDWV8DNBNNN | TPPL Controller Basic, Wall Mount, DC Powered, 8 x mV input with 24 x relay output, battery backup | 6010 | 5527.18
2312 |  | Gas Detection - Industrial | TouchPoint Plus | TPPLBDWV8DNNNNN | TPPL Controller Basic, Wall Mount, DC Powered, 8 x mV input with 24 x relay output | 5480 | 5034.24
2313 |  | Gas Detection - Industrial | TouchPoint Plus | TPPLBDWV8N8BNNN | TPPL Controller Basic, Wall Mount, DC Powered, 8 x mV input with 8 x mA output, battery backup | 5680 | 5223.02
2338 |  | Gas Detection - Industrial | TouchPoint Plus | TPPLBDWV8N8NNNN | TPPL Controller Basic, Wall Mount, DC Powered, 8 x mV input with 8 x mA output | 5130 | 4719.6
2339 |  | Gas Detection - Industrial | TouchPoint Plus | TPPLBDWV8NNBNNN | TPPL Controller Basic, Wall Mount, DC Powered, 8 x mV input with battery backup | 4210 | 3870.07
2357 |  | Gas Detection - Industrial | TouchPoint Plus | TPPLBDWV8NNNNNN | TPPL Controller Basic, Wall Mount, DC Powered, 8 x mV input | 3690 | 3387.62
2381 |  | Gas Detection - Industrial | TouchPoint Plus | TPPLBDWV8S4BNNN | TPPL Controller Basic, Wall Mount, DC Powered, 8 x mV input with 12 x relay output, 4 x mA output, battery backup | 5740 | 5275.46
2384 |  | Gas Detection - Industrial | TouchPoint Plus | TPPLBDWV8S4NNNN | TPPL Controller Basic, Wall Mount, DC Powered, 8 x mV input with 12 x relay output, 4 x mA output | 5200 | 4782.53
2385 |  | Gas Detection - Industrial | TouchPoint Plus | TPPLBDWV8S8BNNN | TPPL Controller Basic, Wall Mount, DC Powered, 8 x mV input with 12 x relay output, 8 x mA output, battery backup | 6540 | 6009.62
2427 |  | Gas Detection - Industrial | TouchPoint Plus | TPPLBDWV8S8NNNN | TPPL Controller Basic, Wall Mount, DC Powered, 8 x mV input with 12 x relay output, 8 x mA output | 6010 | 5527.18
43 |  | Gas Detection - Industrial | TouchPoint Plus | TPPLBDWV8SNBNNN | TPPL Controller Basic, Wall Mount, DC Powered, 8 x mV input with 12 x relay output, battery backup | 5070 | 4656.67
1502 |  | Gas Detection - Industrial | TouchPoint Plus | TPPLBDWV8SNNNNN | TPPL Controller Basic, Wall Mount, DC Powered, 8 x mV input with 12 x relay output | 4540 | 4174.22
1270 | New | Gas Detection - Industrial | TouchPoint Plus | TPPLEAWA4N4BNNN | TOUCHPOINT PLUS BASE EXPANSION UNIT WITH 4 X MA INPUT, 4 MA OUTPUT AND BATTERY BACK-UP | 3560 | 3272.26
2133 |  | Gas Detection - Industrial | TouchPoint Plus | TPPLEAWA4SNNNNN | TPPL Expansion Unit, Wall Mount, AC115/220 150W, 4 x mA input with 12 x relay output | 3210 | 2947.13
2142 |  | Gas Detection - Industrial | TouchPoint Plus | TPPLEAWA8D8BNNN | TPPL Expansion Unit, Wall Mount, AC115/220 150W, 8 x mA input with 24 x relay output, 8 x mA output with battery backup | 6990 | 6429.14
2143 |  | Gas Detection - Industrial | TouchPoint Plus | TPPLEAWA8D8NNNN | TPPL Expansion Unit, Wall Mount, AC115/220 150W, 8 x mA input with 24 x relay output, 8 x mA output | 6470 | 5946.7
2144 |  | Gas Detection - Industrial | TouchPoint Plus | TPPLEAWA8DNBNNN | TPPL Expansion Unit, Wall Mount, AC115/220 150W, 8 x mA input with 24 x relay output with battery backup | 5550 | 5097.17
2177 |  | Gas Detection - Industrial | TouchPoint Plus | TPPLEAWA8DNNNNN | TPPL Expansion Unit, Wall Mount, AC115/220 150W, 8 x mA input with 24 x relay output | 5010 | 4604.23
2178 |  | Gas Detection - Industrial | TouchPoint Plus | TPPLEAWA8N8BNNN | TPPL Expansion Unit, Wall Mount, AC115/220 150W, 8 x mA input, 8 x mA output with battery backup | 5200 | 4782.53
2179 |  | Gas Detection - Industrial | TouchPoint Plus | TPPLEAWA8N8NNNN | TPPL Expansion Unit, Wall Mount, AC115/220 150W, 8 x mA input, 8 x mA output | 4680 | 4300.08
2205 |  | Gas Detection - Industrial | TouchPoint Plus | TPPLEAWA8NNBNNN | TPPL Expansion Unit, Wall Mount, AC115/220 150W, 8 x mA input with battery backup | 3740 | 3440.06
2209 |  | Gas Detection - Industrial | TouchPoint Plus | TPPLEAWA8NNNNNN | TPPL Expansion Unit, Wall Mount, AC115/220 150W, 8 x mA input | 3210 | 2947.13
2232 |  | Gas Detection - Industrial | TouchPoint Plus | TPPLEAWA8S8BNNN | TPPL Expansion Unit, Wall Mount, AC115/220 150W, 8 x mA input with 12 x relay output, 8 x mA output with battery backup | 6070 | 5579.62
2238 |  | Gas Detection - Industrial | TouchPoint Plus | TPPLEAWA8S8NNNN | TPPL Expansion Unit, Wall Mount, AC115/220 150W, 8 x mA input with 12 x relay output, 8 x mA output | 5550 | 5097.17
2239 |  | Gas Detection - Industrial | TouchPoint Plus | TPPLEAWA8SNBNNN | TPPL Expansion Unit, Wall Mount, AC115/220 150W, 8 x mA input with 12 x relay output with battery backup | 4610 | 4237.15
2309 |  | Gas Detection - Industrial | TouchPoint Plus | TPPLEAWA8SNNNNN | TPPL Expansion Unit, Wall Mount, AC115/220 150W, 8 x mA input with 12 x relay output | 4070 | 3744.22
2310 |  | Gas Detection - Industrial | TouchPoint Plus | TPPLEAWAN | Wall Mount TPPL with AC power for Expansion unit | 1620 | 1489.3
2409 |  | Gas Detection - Industrial | TouchPoint Plus | TPPLEAWD8DNNNNN | TPPL Expansion Unit, Wall Mount, AC115/220 150W, 4 x mA + 4 x mV input with 24 x relay output | 5010 | 4604.23
2419 |  | Gas Detection - Industrial | TouchPoint Plus | TPPLEAWD8SNNNNN | TPPL Expansion Unit, Wall Mount, AC115/220 150W, 4 x mA + 4 x mV input with 12 x relay output | 4070 | 3744.22
1290 |  | Gas Detection - Industrial | TouchPoint Plus | TPPLEAWDN | Wall Mount TPPL with DC power for Expansion unit | 1480 | 1352.95
1324 |  | Gas Detection - Industrial | TouchPoint Plus | TPPLEAWV4SNNNNN | TPPL Expansion Unit, Wall Mount, AC115/220 150W, 4 x mV input with 12 x relay output | 3210 | 2947.13
2351 |  | Gas Detection - Industrial | TouchPoint Plus | TPPLEAWV8SNNNNN | TPPL Expansion Unit, Wall Mount, AC115/220 150W, 8 x mV input with 12 x relay output | 4070 | 3744.22
2403 |  | Gas Detection - Industrial | TouchPoint Plus | TPPLEDWA8D8BNNN | TPPL Expansion Unit, Wall Mount, DC Powered, 8 x mA input with 24 x relay output, 8 x mA output with battery backup | 6870 | 6313.78
2428 |  | Gas Detection - Industrial | TouchPoint Plus | TPPLEDWA8D8NNNN | TPPL Expansion Unit, Wall Mount, DC Powered, 8 x mA input with 24 x relay output, 8 x mA output | 6340 | 5831.33
|  | Gas Detection - Industrial | TouchPoint Plus | TPPLEDWA8DNBNNN | TPPL Expansion Unit, Wall Mount, DC Powered, 8 x mA input with 24 x relay output with battery backup | 5400 | 4960.82
2138 |  | Gas Detection - Industrial | TouchPoint Plus | TPPLEDWA8DNNNNN | TPPL Expansion Unit, Wall Mount, DC Powered, 8 x mA input with 24 x relay output | 4870 | 4478.38
2139 |  | Gas Detection - Industrial | TouchPoint Plus | TPPLEDWA8N8BNNN | TPPL Expansion Unit, Wall Mount, DC Powered, 8 x mA input, 8 x mA output with battery backup | 5070 | 4656.67
2140 |  | Gas Detection - Industrial | TouchPoint Plus | TPPLEDWA8N8NNNN | TPPL Expansion Unit, Wall Mount, DC Powered, 8 x mA input, 8 x mA output | 4540 | 4174.22
2235 |  | Gas Detection - Industrial | TouchPoint Plus | TPPLEDWA8NNBNNN | TPPL Expansion Unit, Wall Mount, DC Powered, 8 x mA input with battery backup | 3620 | 3324.7
2236 |  | Gas Detection - Industrial | TouchPoint Plus | TPPLEDWA8NNNNNN | TPPL Expansion Unit, Wall Mount, DC Powered, 8 x mA input | 3070 | 2821.27
2282 |  | Gas Detection - Industrial | TouchPoint Plus | TPPLEDWA8S8BNNN | TPPL Expansion Unit, Wall Mount, DC Powered, 8 x mA input with 12 x relay output, 8 x mA output with battery backup | 5940 | 5464.25
2283 |  | Gas Detection - Industrial | TouchPoint Plus | TPPLEDWA8S8NNNN | TPPL Expansion Unit, Wall Mount, DC Powered, 8 x mA input with 12 x relay output, 8 x mA output | 5400 | 4960.82
2334 |  | Gas Detection - Industrial | TouchPoint Plus | TPPLEDWA8SNBNNN | TPPL Expansion Unit, Wall Mount, DC Powered, 8 x mA input with 12 x relay output with battery backup | 4470 | 4111.3
2396 |  | Gas Detection - Industrial | TouchPoint Plus | TPPLEDWA8SNNNNN | TPPL Expansion Unit, Wall Mount, DC Powered, 8 x mA input with 12 x relay output | 3950 | 3628.85
178 |  | Gas Detection - Industrial | TouchPoint Plus | TPPLMACI4 | 2ch mA + 2ch mV Input module | 885 | 812.82
1640 |  | Gas Detection - Industrial | TouchPoint Plus | TPPLMACI8 | 4ch mA + 4ch mV Dual Input module | 1780 | 1636.13
|  | Gas Detection - Industrial | TouchPoint Plus | TPPLOGLD | Cable glandes (13 ea) | 148 | 135.3
2195 |  | Gas Detection - Industrial | TouchPoint Plus | TPPLOGLDA | Cable glands adaptor for M20 (13 pc.) | 178 | 163.61
2265 | Discontinued | Gas Detection - Industrial | TouchPoint Plus | TPPLOIBB | Backup battery pack | 0 | 0
2344 |  | Gas Detection - Industrial | TouchPoint Plus | TPPLOMGND | Metal grounding for cable gland | 295 | 270.59
2355 |  | Gas Detection - Industrial | TouchPoint Plus | TPPLOSDC | SD Card | 75.5 | 69.22
2356 |  | Gas Detection - Industrial | TouchPoint Plus | TPPLOWMB | Wall Mounting Bracket | 295 | 270.59
2363 |  | Gas Detection - Industrial | TouchPoint Plus | TPPLSBPM | Back Plane Module | 369 | 338.76
2364 |  | Gas Detection - Industrial | TouchPoint Plus | TPPLSDPM | UI PCB Module | 1480 | 1352.95
2400 |  | Gas Detection - Industrial | TouchPoint Plus | TPPLSIBB | Replacement Backup battery pack | 515 | 473.01
2410 |  | Gas Detection - Industrial | TouchPoint Plus | TPPLSLTSM | LCD + Touch Screen Module | 369 | 338.76
1296 |  | Gas Detection - Industrial | TouchPoint Plus | TPPLSMAAI2 | 2 X mA Input Module (1st F) | 441 | 404.84
1378 |  | Gas Detection - Industrial | TouchPoint Plus | TPPLSMAAI4 | 4 X mA Input Module(1st F) | 885 | 812.82
1379 |  | Gas Detection - Industrial | TouchPoint Plus | TPPLSMAAI8 | 8 X mA Input Module(1st F) | 1780 | 1636.13
1380 |  | Gas Detection - Industrial | TouchPoint Plus | TPPLSMAAO4 | 4 X mA Output Module | 885 | 812.82
1381 |  | Gas Detection - Industrial | TouchPoint Plus | TPPLSMACI4 | Replacement 2ch mA + 2ch mV Dual input module | 1070 | 975.38
1382 |  | Gas Detection - Industrial | TouchPoint Plus | TPPLSMACI8 | Replacement 4:4 Dual input module | 2130 | 1950.77
1383 |  | Gas Detection - Industrial | TouchPoint Plus | TPPLSMAROC | 12 X Relay Output Module | 1030 | 943.92
1384 |  | Gas Detection - Industrial | TouchPoint Plus | TPPLSMAVI2 | 2 X mV Input Module(1st F) | 441 | 404.84
1385 |  | Gas Detection - Industrial | TouchPoint Plus | TPPLSMAVI4 | 4 X mV Input Module(1st F) | 885 | 812.82
1386 |  | Gas Detection - Industrial | TouchPoint Plus | TPPLSMAVI8 | 8 X mV Input Module (1st F) | 1780 | 1636.13
2102 |  | Gas Detection - Industrial | TouchPoint Plus | TPPLSMPM | Main PCB Module | 1110 | 1012.09
2172 |  | Gas Detection - Industrial | TouchPoint Plus | TPPLSMPME | Replacement Expansion PCB Module | 1030 | 943.92
2255 |  | Gas Detection - Industrial | TouchPoint Plus | TPPLSSAM | SMPS Assembly Module(150W,110/220VAC) | 369 | 338.76
1916 |  | Gas Detection - Industrial | XCD | SPXCDDMFM | REPLACEMENT DISPLAY MODULE FOR FL & IR WITH MODBUS | 725 | 665.99
1315 |  | Gas Detection - Industrial | XNX | MPD-UTCB1 | XNX MPD UL/CSA CATALYTIC BEAD SENSOR 0-100% LEL | 830 | 760.38
2103 |  | Gas Detection - Industrial | XNX | XNX-UTAV-RNNNN | UL/CSA 3/4" NPT, ALUMINUM, MILLIVOLT, RELAY | 1080 | 985.87
2104 |  | Gas Detection - Industrial | XNX | XNX-UTSE-RNNNN | UL/CSA 3/4" NPT, STAINLESS STEEL, ELECTROCHEMICAL, RELAY | 1660 | 1520.76
2185 |  | Gas Detection - Industrial | XNX | XNX-UTSI-RNNNN | UL/CSA 3/4" NPT, STAINLESS STEEL, INFRARED (OPTIMA-EXCEL), RELAY | 1290 | 1185.14
2168 |  | Gas Detection - Refrigerants | HA71 8 & 16 Channel Digital Gas Controllers | HA71N4-16 | HA71 in NEMA 4X Enclosure, 16 channel, standard configuration | 13870 | 12753.41
2254 |  | Gas Detection - Refrigerants | HA71 8 & 16 Channel Digital Gas Controllers | HA71N4-8 | HA71 in NEMA 4X Enclosure, 8 channel, standard configuration | 12330 | 11337.53
1184 |  | Gas Detection - Refrigerants | Sensepoint (Refrigerants) | 20404-0200 | Extractive Module for use with Electrochemical Sensors | 1360 | 1248.07
2184 |  | Gas Detection - Refrigerants | Sensepoint (Refrigerants) | 20408-0114 | Pyrolyzer Module for sulfur hexaflouride (SF6) | 2320 | 2129.06
2196 |  | Gas Detection - Refrigerants | Sensepoint (Refrigerants) | 2104B2351 | Hand Held Interrogator UL Certified (4V0 software) for Optima, Optima Plus and Excel | 2080 | 1908.82
2197 |  | Gas Detection - Refrigerants | Sensepoint (Refrigerants) | 2104D5021 | ETHYLENE / LELM (Standard Calibration) | 1.2 | 0.18
2198 |  | Gas Detection - Refrigerants | Sensepoint (Refrigerants) | 2106B1200 | 0-100% LEL M20 | 468 | 430.01
2213 |  | Gas Detection - Refrigerants | Sensepoint (Refrigerants) | 2106B1816 | Hydrogen (H2) 0-1,000 ppm Replacement Sensor | 920 | 844.28
2258 |  | Gas Detection - Refrigerants | Sensepoint (Refrigerants) | 2106B2312 | (ATEX) 3/4 NPT | 755 | 692.21
2266 |  | Gas Detection - Refrigerants | Sensepoint (Refrigerants) | 2108D0258 | Optima Plus Gassing Cover | 199 | 182.49
1401 |  | Gas Detection - Refrigerants | Sensepoint (Refrigerants) | 2108D0275 | Optima Plus Deluge / Heat Shade | 156 | 142.64
1402 |  | Gas Detection - Refrigerants | Sensepoint (Refrigerants) | 2108D3001 | GAS TBL METHANE 100% LEL | 2.3 | 0.34
2173 |  | Gas Detection - Refrigerants | Sensepoint (Refrigerants) | 2108D3153 | Band D (100% LEL Full Scale) | 243 | 223.39
2174 |  | Gas Detection - Refrigerants | Sensepoint (Refrigerants) | 2108D3170 | Methane (CH4) (100% LEL Full Scale, 4.4 LEL %v/v) | 1.2 | 0.18
2175 |  | Gas Detection - Refrigerants | Sensepoint (Refrigerants) | 2108D3225 | Ethylene (C2H4) (100% LEL Full Scale, 2.7 LEL %v/v) | 1.2 | 0.18
2432 |  | Gas Detection - Refrigerants | Sensepoint (Refrigerants) | 2108D3228 | Styrene (C8H8) (100% LEL Full Scale, 1.1 LEL %v/v) | 244 | 224.44
2186 |  | Gas Detection - Refrigerants | Sensepoint (Refrigerants) | 2108D3240 | Ethylene (C2H4) (100% LEL Full Scale, 2.3 LEL %v/v) | 1.2 | 0.18
2260 |  | Gas Detection - Refrigerants | Sensepoint (Refrigerants) | 2108N4100N | Hydrocarbon calibration, with dust barrier, weather housing, deluge/heat shade, configured as current source output | 2130 | 1950.77
2325 |  | Gas Detection - Refrigerants | Sensepoint (Refrigerants) | 2992-0029 | CO2/Air (1% V/V), 103 L (for XNX/XCD/S3K) | 270 | 247.52
2348 |  | Gas Detection - Refrigerants | Sensepoint (Refrigerants) | 9602-0205 | Satellite XT 4-20 mA/R | 2500 | 2296.87
2393 |  | Gas Detection - Refrigerants | Sensepoint (Refrigerants) | 9602-9710 | Sulfur hexafluoride (SF6) 0 - 0.500 %v/v (For Pyrolyzer Only) | 211 | 194.03
2402 |  | Gas Detection - Refrigerants | Sensepoint (Refrigerants) | AAY80-390 | Gas Sensor O2 4OXV | 296 | 236.21
2669 |  | Gas Detection - Refrigerants | Sensepoint (Refrigerants) | EC-FX-NH3-HR | EC-FX Replacement NH3 Cell 0-500/1000ppm | 585 | 465.12
2414 | Discontinued | Gas Detection - Refrigerants | Sensepoint (Refrigerants) | M-501080 | Calibration cup for S301D2, 201T, 201M | 0 | 0
2160 |  | Gas Detection - Refrigerants | Sensepoint (Refrigerants) | S3KUS2 | UL/cUL approved Series 3000 MkII toxic and Oxygen (O2) transmitter, stainless steel 316 and 2 x 3/4”NPT entries | 1270 | 1164.17
2191 |  | Gas Detection - Refrigerants | Sensepoint (Refrigerants) | SPLCC1BARCXNZZ | Sensepoint XCL Transmitter, Safe Area, IP65, CO, 4~20 mA, Relay, Charcoal | 590 | 469.68
2212 |  | Gas Detection - Refrigerants | Sensepoint (Refrigerants) | SPLCC1BARWXNZZ | Sensepoint XCL Transmitter, Safe Area, IP65, CO, 4~20 mA, Relay, White | 590 | 469.68
2250 |  | Gas Detection - Refrigerants | Sensepoint (Refrigerants) | SPLCC1BAXCXNZZ | Sensepoint XCL Transmitter, Safe Area, IP65, CO, 4~20 mA, Charcoal | 555 | 441.41
2263 |  | Gas Detection - Refrigerants | Sensepoint (Refrigerants) | SPLCC1BAXWXNZZ | Sensepoint XCL Transmitter, Safe Area, IP65, CO, 4~20 mA, White | 555 | 441.41
2318 |  | Gas Detection - Refrigerants | Sensepoint (Refrigerants) | SPLCC1BMRCXNZZ | Sensepoint XCL Transmitter, Safe Area, IP65, CO, Modbus, Relay, Charcoal | 650 | 519.84
2329 |  | Gas Detection - Refrigerants | Sensepoint (Refrigerants) | SPLCC1BMRWXNZZ | Sensepoint XCL Transmitter, Safe Area, IP65, CO, Modbus, Relay, White | 650 | 519.84
2330 |  | Gas Detection - Refrigerants | Sensepoint (Refrigerants) | SPLCC1BMXCXNZZ | Sensepoint XCL Transmitter, Safe Area, IP65, CO, Modbus, Charcoal | 620 | 492.48
2390 |  | Gas Detection - Refrigerants | Sensepoint (Refrigerants) | SPLCC1BMXWXNZZ | Sensepoint XCL Transmitter, Safe Area, IP65, CO, Modbus, White | 620 | 492.48
2150 |  | Gas Detection - Refrigerants | Sensepoint (Refrigerants) | SPLCF6BARCXNZZ | Sensepoint XCL Transmitter, Safe Area, IP65, CH4 (Cat), 4~20 mA, Relay, Charcoal | 650 | 519.84
2165 |  | Gas Detection - Refrigerants | Sensepoint (Refrigerants) | SPLCF6BARWXNZZ | Sensepoint XCL Transmitter, Safe Area, IP65, CH4 (Cat), 4~20 mA, Relay, White | 650 | 519.84
2166 |  | Gas Detection - Refrigerants | Sensepoint (Refrigerants) | SPLCF6BAXCXNZZ | Sensepoint XCL Transmitter, Safe Area, IP65, CH4 (Cat), 4~20 mA, Charcoal | 620 | 492.48
2167 |  | Gas Detection - Refrigerants | Sensepoint (Refrigerants) | SPLCF6BAXWXNZZ | Sensepoint XCL Transmitter, Safe Area, IP65, CH4 (Cat), 4~20 mA, White | 620 | 492.48
2244 |  | Gas Detection - Refrigerants | Sensepoint (Refrigerants) | SPLCF6BMRCXNZZ | Sensepoint XCL Transmitter, Safe Area, IP65, CH4 (Cat), Modbus, Relay, Charcoal | 750 | 597.36
2253 |  | Gas Detection - Refrigerants | Sensepoint (Refrigerants) | SPLCF6BMRWXNZZ | Sensepoint XCL Transmitter, Safe Area, IP65, CH4 (Cat), Modbus, Relay, White | 750 | 597.36
1399 |  | Gas Detection - Refrigerants | Sensepoint (Refrigerants) | SPLCF6BMXCXNZZ | Sensepoint XCL Transmitter, Safe Area, IP65, CH4 (Cat), Modbus, Charcoal | 720 | 574.56
1245 |  | Gas Detection - Refrigerants | Sensepoint (Refrigerants) | SPLCF6BMXWXNZZ | Sensepoint XCL Transmitter, Safe Area, IP65, CH4 (Cat), Modbus, White | 720 | 574.56
2332 |  | Gas Detection - Refrigerants | Sensepoint (Refrigerants) | SPLCG1BARCXNZZ | Sensepoint XCL Transmitter, Safe Area, IP65, H2, 4~20 mA, Relay, Charcoal | 650 | 519.84
2333 |  | Gas Detection - Refrigerants | Sensepoint (Refrigerants) | SPLCG1BAXCXNZZ | Sensepoint XCL Transmitter, Safe Area, IP65, H2, 4~20 mA, Charcoal | 620 | 492.48
2425 |  | Gas Detection - Refrigerants | Sensepoint (Refrigerants) | SPLCG1BAXWXNZZ | Sensepoint XCL Transmitter, Safe Area, IP65, H2, 4~20 mA, White | 620 | 492.48
1185 |  | Gas Detection - Refrigerants | Sensepoint (Refrigerants) | SPLCG1BMRCXNZZ | Sensepoint XCL Transmitter, Safe Area, IP65, H2, Modbus, Relay, Charcoal | 750 | 597.36
|  | Gas Detection - Refrigerants | Sensepoint (Refrigerants) | SPLCG1BMXCXNZZ | Sensepoint XCL Transmitter, Safe Area, IP65, H2, Modbus, Charcoal | 720 | 574.56
2169 |  | Gas Detection - Refrigerants | Sensepoint (Refrigerants) | SPLCG1BMXWXNZZ | Sensepoint XCL Transmitter, Safe Area, IP65, H2, Modbus, White | 720 | 574.56
2170 |  | Gas Detection - Refrigerants | Sensepoint (Refrigerants) | SPLCN1BARCXNZZ | Sensepoint XCL Transmitter, Safe Area, IP65, NO2, 4~20 mA, Relay, Charcoal | 590 | 469.68
2171 |  | Gas Detection - Refrigerants | Sensepoint (Refrigerants) | SPLCN1BMRCXNZZ | Sensepoint XCL Transmitter, Safe Area, IP65, NO2, Modbus, Relay, Charcoal | 650 | 519.84
2407 |  | Gas Detection - Refrigerants | Sensepoint (Refrigerants) | SPLCO1BARCXNZZ | Sensepoint XCL Transmitter, Safe Area, IP65, O2, 4~20 mA, Relay, Charcoal | 650 | 519.84
2345 |  | Gas Detection - Refrigerants | Sensepoint (Refrigerants) | SPLCO1BARWXNZZ | Sensepoint XCL Transmitter, Safe Area, IP65, O2, 4~20 mA, Relay, White | 650 | 519.84
2401 |  | Gas Detection - Refrigerants | Sensepoint (Refrigerants) | SPLCO1BAXCXNZZ | Sensepoint XCL Transmitter, Safe Area, IP65, O2, 4~20 mA, Charcoal | 620 | 492.48
2187 |  | Gas Detection - Refrigerants | Sensepoint (Refrigerants) | SPLCO1BAXWXNZZ | Sensepoint XCL Transmitter, Safe Area, IP65, O2, 4~20 mA, White | 650 | 519.84
2261 |  | Gas Detection - Refrigerants | Sensepoint (Refrigerants) | SPLCO1BMRCXNZZ | Sensepoint XCL Transmitter, Safe Area, IP65, O2, Modbus, Relay, Charcoal | 750 | 597.36
2317 |  | Gas Detection - Refrigerants | Sensepoint (Refrigerants) | SPLCO1BMRWXNZZ | Sensepoint XCL Transmitter, Safe Area, IP65, O2, Modbus, Relay, White | 750 | 597.36
2326 |  | Gas Detection - Refrigerants | Sensepoint (Refrigerants) | SPLCO1BMXCXNZZ | Sensepoint XCL Transmitter, Safe Area, IP65, O2, Modbus, Charcoal | 720 | 574.56
2327 |  | Gas Detection - Refrigerants | Sensepoint (Refrigerants) | SPLCO1BMXWXNZZ | Sensepoint XCL Transmitter, Safe Area, IP65, O2, Modbus, White | 720 | 574.56
2349 |  | Gas Detection - Refrigerants | Sensepoint (Refrigerants) | SPLCONO2-BNDL-MA | CO/NO2 Bundle-SPXCL, 4~20mA, Charcoal | 995 | 793.44
2350 |  | Gas Detection - Refrigerants | Sensepoint (Refrigerants) | SPLCONO2-BNDL-MAR | CO/NO2 Bundle-SPXCL, 4~20mA, Relay, Charcoal | 1060 | 843.6
2389 |  | Gas Detection - Refrigerants | Sensepoint (Refrigerants) | SPLCONO2-BNDL-MB | CO/NO2 Bundle-SPXCL, Modbus, Charcoal | 1120 | 889.2
1295 |  | Gas Detection - Refrigerants | Sensepoint (Refrigerants) | SPLCONO2-BNDL-MBR | CO/NO2 Bundle-SPXCL, Modbus, Relay, Charcoal | 1180 | 939.36
2149 |  | Gas Detection - Refrigerants | Sensepoint (Refrigerants) | SPLIC1BAXYNUZZ | SPXRL-BT-cULus-CO 300ppm-mA-YEL | 1040 | 954.41
2161 |  | Gas Detection - Refrigerants | Sensepoint (Refrigerants) | SPLIC1BMXYNUZZ | SPXRL-BT-cULus-CO 300ppm-Modbus-YEL | 1110 | 1017.34
2162 |  | Gas Detection - Refrigerants | Sensepoint (Refrigerants) | SPLIF6BAXYNUZZ | SPXRL-BT-cULus-CH4 100%LEL-mA-YEL | 930 | 854.77
2163 |  | Gas Detection - Refrigerants | Sensepoint (Refrigerants) | SPLIF6BMXYNUZZ | SPXRL-BT-cULus-CH4 100%LEL-Modbus-YEL | 1000 | 917.7
2192 |  | Gas Detection - Refrigerants | Sensepoint (Refrigerants) | SPLIN1BAXYNUZZ | SPXRL-BT-cULus-NO2 20.0ppm-mA-YEL | 1090 | 1001.6
2193 |  | Gas Detection - Refrigerants | Sensepoint (Refrigerants) | SPLIN1BMXYNUZZ | SPXRL-BT-cULus-NO2 20.0ppm-Modbus-YEL (Available Q4 2017) | 1170 | 1069.78
2194 |  | Gas Detection - Refrigerants | Sensepoint (Refrigerants) | SPLIO1BAXYNUZZ | SPXRL-BT-cULus-O2 25.0%VOL-mA-YEL | 1040 | 954.41
2243 |  | Gas Detection - Refrigerants | Sensepoint (Refrigerants) | SPLIO1BMXYNUZZ | SPXRL-BT-cULus-O2 25.0%VOL-Modbus-YEL | 1110 | 1017.34
2251 |  | Gas Detection - Refrigerants | Sensepoint (Refrigerants) | SPXCDALMB2 | XCD Gas Detector, 4 to 20 mA output, ATEX/IECEx/Asian approvals, 2 x M20 entries, painted LM25, includes infrared carbon dioxide sensor cartridge 0 to 5.0% v/v, includes nylon weather protection | 1570 | 1436.86
2264 |  | Gas Detection - Refrigerants | Sensepoint (Refrigerants) | SPXCDALMB2M | XCD Gas Detector, 4 to 20 mA and Modbus output, ATEX/IECEx/Asian approvals, 2 x M20 entries, painted LM25, includes infrared carbon dioxide sensor cartridge 0 to 5.0% v/v, includes nylon weather protection | 1770 | 1625.64
|  | Gas Detection - Refrigerants | Sensepoint (Refrigerants) | SPXCDALMRFD | ATEX/IECEX & AP approved SP XCD RFD Transmitter with LM25 | 1090 | 1001.6
|  | Gas Detection - Refrigerants | Sensepoint (Refrigerants) | SPXCDASMB2 | XCD Gas Detector, 4 to 20 mA output, ATEX/IECEx/Asian approvals, 2 x M20 entries, painted 316SS, includes infrared carbon dioxide sensor cartridge 0 to 5.0% v/v, includes nylon weather protection | 1840 | 1688.57
339 |  | Gas Detection - Refrigerants | Sensepoint (Refrigerants) | SPXCDASMB2M | XCD Gas Detector, 4 to 20 mA and Modbus output, ATEX/IECEx/Asian approvals, 2 x M20 entries, painted 316SS, includes infrared carbon dioxide sensor cartridge 0 to 5.0% v/v, includes nylon weather protection | 2060 | 1887.84
2424 |  | Gas Detection - Refrigerants | Sensepoint (Refrigerants) | SPXCDULNA2 | Explosion Proof Transmitter (EC), 4-20mA, 3 Relays, Sensepoint Toxic Sensor, Ammonia (NH3) 0-50 ppm Aluminum Enclosure, Class I, Div 2 | 1510 | 1384.42
1183 |  | Gas Detection - Refrigerants | Sensepoint (Refrigerants) | SPXCDULNB2 | XCD Gas Detector, 4 to 20 mA output, UL/c-UL/INMETRO, 2 x 3/4" NPT entries, painted LM25, includes infrared carbon dioxide sensor cartridge 0 to 5.0% v/v, includes nylon weather protection | 1570 | 1436.86
2151 |  | Gas Detection - Refrigerants | Sensepoint (Refrigerants) | SPXCDULNB2M | XCD Gas Detector, 4 to 20 mA and Modbus output, UL/c-UL/INMETRO, 2 x 3/4" NPT entries, painted LM25, includes infrared carbon dioxide sensor cartridge 0 to 5.0% v/v, includes nylon weather protection | 1770 | 1625.64
2245 |  | Gas Detection - Refrigerants | Sensepoint (Refrigerants) | SPXCDULND2 | Explosion Proof Transmitter (EC), 4-20mA, 3 Relays, Sensepoint Toxic Sensor, Nitric oxide (NO) 0-100 ppm Aluminum Enclosure, Class I, Div 2 | 1510 | 1384.42
2322 |  | Gas Detection - Refrigerants | Sensepoint (Refrigerants) | SPXCDULNFX | Combustible (CH4) explosion proof transmitter (Cat Bead), 4-20 mA, 3 relays, Modbus, 0-100% aluminum enclosure | 1370 | 1258.56
2392 |  | Gas Detection - Refrigerants | Sensepoint (Refrigerants) | SPXCDULNG2 | Explosion Proof Transmitter (EC), 4-20mA, 3 Relays, Sensepoint Toxic Sensor, Hydrogen (H2) 0-1,000 ppm Aluminum Enclosure, Class I, Div 2 | 1510 | 1384.42
|  | Gas Detection - Refrigerants | Sensepoint (Refrigerants) | SPXCDULNG2 | Explosion Proof Transmitter (EC), 4-20mA, 3 Relays, Sensepoint Toxic Sensor, Hydrogen (H2) 0-1,000 ppm Aluminum Enclosure, Class I, Div 2 | 1510 | 1384.42
2406 |  | Gas Detection - Refrigerants | Sensepoint (Refrigerants) | SPXCDULNS2 | Explosion Proof Transmitter (EC), 4-20mA, 3 Relays, Sensepoint Toxic Sensor, Sulfur dioxide (SO2) 0-15 ppm Aluminum Enclosure, Class I, Div 2 | 1510 | 1384.42
1915 |  | Gas Detection - Refrigerants | Sensepoint (Refrigerants) | SPXCDULNTXFM | Sensepoint XCD Flam and IR transmitter ONLY (no sensor) for UL, LM25 | 1050 | 959.65
2156 |  | Gas Detection - Refrigerants | Sensepoint (Refrigerants) | SPXCDUSNB2 | XCD Gas Detector, 4 to 20 mA output, UL/c-UL/INMETRO, 2 x 3/4" NPT entries, painted 316SS, includes infrared carbon dioxide sensor cartridge 0 to 5.0% v/v, includes nylon weather protection | 1840 | 1688.57
2208 |  | Gas Detection - Refrigerants | Sensepoint (Refrigerants) | SPXCDUSNB2M | XCD Gas Detector, 4 to 20 mA and Modbus output, UL/c-UL/INMETRO, 2 x 3/4" NPT entries, painted 316SS, includes infrared carbon dioxide sensor cartridge 0 to 5.0% v/v, includes nylon weather protection | 2060 | 1887.84
2248 |  | Gas Detection - Refrigerants | Sensepoint (Refrigerants) | SPXCDXSB2SS | Carbon Dioxide IR 0-5.00% v/v only | 850 | 781.36
2346 |  | Gas Detection - Refrigerants | Sensepoint (Refrigerants) | SPXCLCAL | SPXCL CAL/Flow Cap | 32.5 | 25.99
2347 |  | Gas Detection - Refrigerants | Sensepoint (Refrigerants) | SPXCLRGP | SPXCL Gassing Port | 19.5 | 15.5
1305 |  | Gas Detection - Refrigerants | Sensepoint (Refrigerants) | SPXCLRLC1SS | SPXCL/XRL-Spare Cell-CO | 158 | 125.86
2188 |  | Gas Detection - Refrigerants | Sensepoint (Refrigerants) | SPXCLRLG1SS | SPXCL/XRL-Spare Cell-H2 | 235 | 187.87
2189 |  | Gas Detection - Refrigerants | Sensepoint (Refrigerants) | SPXCLRLH1SS | Sensepoint XCL/XRL Replacement Sensor - H2S (Low and High Range) | 297 | 272.69
2190 |  | Gas Detection - Refrigerants | Sensepoint (Refrigerants) | SPXCLRLN1SS | SPXCL/XRL-Spare Cell-NO2 | 158 | 125.86
2262 |  | Gas Detection - Refrigerants | Sensepoint (Refrigerants) | SPXCLZZF6SS | SPXCL-Spare Cell-FLM CAT | 235 | 187.87
787 |  | Gas Detection - Refrigerants | Sensepoint (Refrigerants) | SPXCLZZO1SS | SPXCL-Spare Cell-O2 | 235 | 187.87
2319 |  | Gas Detection - Refrigerants | Sensepoint (Refrigerants) | SPXRLCAL | SPXRL-Calibration Cap | 87.5 | 80.23
2391 |  | Gas Detection - Refrigerants | Sensepoint (Refrigerants) | SPXRLDMK | SPXRL-Duct Mount Kit | 257 | 235.98
1803 |  | Gas Detection - Refrigerants | Sensepoint (Refrigerants) | SPXRLFLW | SPXRL-Flow Housing | 121 | 111.17
2152 |  | Gas Detection - Refrigerants | Sensepoint (Refrigerants) | SPXZZRLF6SS | SPXRL-Replacement Sensor-Cat | 354 | 325.13
2246 |  | Gas Detection - Refrigerants | Sensepoint (Refrigerants) | XNXXSA1SS | Ammonia (NH3) 0-200 ppm (50 to 200 ppm, 50 ppm) | 855 | 786.6
1182 |  | In-Building MNS (UNP) | Unified Notification | 011145F | UNP Bi-Directional Paging Relay for Analog System Connectivity | 1600 | 884.07
1283 |  | In-Building MNS (UNP) | Unified Notification | UNP-BNDLADD-25 | UNP License Additional Bundle 25 IP, Desktop, Mobile Endpoints (SKU QTY 1-7) | 660 | 362.76
1199 |  | In-Building MNS (UNP) | Unified Notification | UNP-BNDLADD-25 | UNP License Additional Bundle 25 IP, Desktop, Mobile Endpoints (SKU QTY 8-17) | 660 | 337.37
1647 |  | In-Building MNS (UNP) | Unified Notification | UNP-BNDLADD-25 | UNP License Additional Bundle 25 IP, Desktop, Mobile Endpoints (SKU QTY 18-37) | 660 | 303.63
|  | In-Building MNS (UNP) | Unified Notification | UNP-BNDLADD-25 | UNP License Additional Bundle 25 IP, Desktop, Mobile Endpoints (SKU QTY 38-97) | 660 | 264.16
|  | In-Building MNS (UNP) | Unified Notification | UNP-BNDLADD-25 | UNP License Additional Bundle 25 IP, Desktop, Mobile Endpoints (SKU QTY 98+) | 660 | 219.25
|  | In-Building MNS (UNP) | Unified Notification | UNP-BNDLBASE-50 | UNP Base Bundle License 50 IP, Desktop, Mobile Endpoints | 1330 | 727.32
| New | In-Building MNS (UNP) | Unified Notification | UNP-HABNDLADD-25 | UNP High Availability License Additional Bundle 25 IP, Desktop, Mobile Endpoints (SKU QTY 1-7) | 790 | 432.16
1645 | New | In-Building MNS (UNP) | Unified Notification | UNP-HABNDLADD-25 | UNP High Availability License Additional Bundle 25 IP, Desktop, Mobile Endpoints (SKU QTY 18-37) | 790 | 401.91
1658 | New | In-Building MNS (UNP) | Unified Notification | UNP-HABNDLADD-25 | UNP High Availability License Additional Bundle 25 IP, Desktop, Mobile Endpoints (SKU QTY 38-97) | 790 | 388.95
1190 | New | In-Building MNS (UNP) | Unified Notification | UNP-HABNDLADD-25 | UNP High Availability License Additional Bundle 25 IP, Desktop, Mobile Endpoints (SKU QTY 8-17) | 790 | 375.98
1200 | New | In-Building MNS (UNP) | Unified Notification | UNP-HABNDLADD-25 | UNP High Availability License Additional Bundle 25 IP, Desktop, Mobile Endpoints (SKU QTY 98+) | 790 | 358.69
1701 | New | In-Building MNS (UNP) | Unified Notification | UNP-HAIPADD-25 | UNP High Availability License Additional 25 IP Endpoints (SKU QTY 18-37) | 635 | 290.78
1317 | New | In-Building MNS (UNP) | Unified Notification | UNP-HAIPADD-25 | UNP High Availability License Additional 25 IP Endpoints (SKU QTY 38-97) | 635 | 270.43
1186 | New | In-Building MNS (UNP) | Unified Notification | UNP-HAIPADD-25 | UNP High Availability License Additional 25 IP Endpoints (SKU QTY 8-17) | 635 | 261.71
1187 | New | In-Building MNS (UNP) | Unified Notification | UNP-HAIPADD-25 | UNP High Availability License Additional 25 IP Endpoints (SKU QTY 1-7) | 635 | 252.98
| New | In-Building MNS (UNP) | Unified Notification | UNP-HAIPADD-25 | UNP High Availability License Additional 25 IP Endpoints (SKU QTY 98+) | 635 | 241.35
| New | In-Building MNS (UNP) | Unified Notification | UNP-HAMOBADD-25 | UNP High Availability License Additional 25 Mobile Endpoints (SKU QTY 1-7) | 296 | 162.09
| New | In-Building MNS (UNP) | Unified Notification | UNP-HAMOBADD-25 | UNP High Availability License Additional 25 Mobile Endpoints (SKU QTY 18-37) | 296 | 150.75
| New | In-Building MNS (UNP) | Unified Notification | UNP-HAMOBADD-25 | UNP High Availability License Additional 25 Mobile Endpoints (SKU QTY 38-97) | 296 | 145.88
| New | In-Building MNS (UNP) | Unified Notification | UNP-HAMOBADD-25 | UNP High Availability License Additional 25 Mobile Endpoints (SKU QTY 8-17) | 296 | 141.02
| New | In-Building MNS (UNP) | Unified Notification | UNP-HAMOBADD-25 | UNP High Availability License Additional 25 Mobile Endpoints (SKU QTY 98+) | 296 | 134.54
| New | In-Building MNS (UNP) | Unified Notification | UNP-HASLEDADD-25 | UNP High Availability SLED License Additional Bundle 25 IP, Desktop, Mobile Endpoints (SKU QTY 1-7) | 750 | 412.39
| New | In-Building MNS (UNP) | Unified Notification | UNP-HASLEDADD-25 | UNP High Availability SLED License Additional Bundle 25 IP, Desktop, Mobile Endpoints (SKU QTY 18-37) | 750 | 383.52
1297 | New | In-Building MNS (UNP) | Unified Notification | UNP-HASLEDADD-25 | UNP High Availability SLED License Additional Bundle 25 IP, Desktop, Mobile Endpoints (SKU QTY 38-97) | 750 | 371.15
1273 | New | In-Building MNS (UNP) | Unified Notification | UNP-HASLEDADD-25 | UNP High Availability SLED License Additional Bundle 25 IP, Desktop, Mobile Endpoints (SKU QTY 8-17) | 750 | 358.78
1648 | New | In-Building MNS (UNP) | Unified Notification | UNP-HASLEDADD-25 | UNP High Availability SLED License Additional Bundle 25 IP, Desktop, Mobile Endpoints (SKU QTY 98+) | 750 | 342.28
1646 |  | In-Building MNS (UNP) | Unified Notification | UNP-IPADD-25 | UNP License Additional 25 IP Endpoints (SKU QTY 1-7) | 525 | 236.25
1192 |  | In-Building MNS (UNP) | Unified Notification | UNP-IPADD-25 | UNP License Additional 25 IP Endpoints (SKU QTY 8-17) | 525 | 219.71
1655 |  | In-Building MNS (UNP) | Unified Notification | UNP-IPADD-25 | UNP License Additional 25 IP Endpoints (SKU QTY 18-37) | 525 | 212.63
2530 |  | In-Building MNS (UNP) | Unified Notification | UNP-IPADD-25 | UNP License Additional 25 IP Endpoints (SKU QTY 38-97) | 525 | 205.54
1314 |  | In-Building MNS (UNP) | Unified Notification | UNP-IPADD-25 | UNP License Additional 25 IP Endpoints (SKU QTY 98+) | 525 | 196.09
|  | In-Building MNS (UNP) | Unified Notification | UNP-IPBASE-50 | UNP Base License 50 IP Endpoints | 1050 | 576.85
|  | In-Building MNS (UNP) | Unified Notification | UNP-MOBADD-25 | UNP License Additional 25 Mobile Endpoints (SKU QTY 1-7) | 247 | 135.44
|  | In-Building MNS (UNP) | Unified Notification | UNP-MOBADD-25 | UNP License Additional 25 Mobile Endpoints (SKU QTY 8-17) | 247 | 125.96
|  | In-Building MNS (UNP) | Unified Notification | UNP-MOBADD-25 | UNP License Additional 25 Mobile Endpoints (SKU QTY 18-37) | 247 | 121.89
168 |  | In-Building MNS (UNP) | Unified Notification | UNP-MOBADD-25 | UNP License Additional 25 Mobile Endpoints (SKU QTY 38-97) | 247 | 117.83
1195 |  | In-Building MNS (UNP) | Unified Notification | UNP-MOBADD-25 | UNP License Additional 25 Mobile Endpoints (SKU QTY 98+) | 247 | 112.41
1710 |  | In-Building MNS (UNP) | Unified Notification | UNP-MOBBASE-50 | UNP Base License 50 Mobile Endpoints | 491 | 269.61
1312 |  | In-Building MNS (UNP) | Unified Notification | UNP-SLEDADD-25 | UNP SLED License Additional Bundle 25 IP, Desktop, Mobile Endpoints (SKU QTY 1-7) | 630 | 311.74
|  | In-Building MNS (UNP) | Unified Notification | UNP-SLEDADD-25 | UNP SLED License Additional Bundle 25 IP, Desktop, Mobile Endpoints (SKU QTY 8-17) | 630 | 289.91
|  | In-Building MNS (UNP) | Unified Notification | UNP-SLEDADD-25 | UNP SLED License Additional Bundle 25 IP, Desktop, Mobile Endpoints (SKU QTY 18-37) | 630 | 280.56
|  | In-Building MNS (UNP) | Unified Notification | UNP-SLEDADD-25 | UNP SLED License Additional Bundle 25 IP, Desktop, Mobile Endpoints (SKU QTY 38-97) | 630 | 271.21
|  | In-Building MNS (UNP) | Unified Notification | UNP-SLEDADD-25 | UNP SLED License Additional Bundle 25 IP, Desktop, Mobile Endpoints (SKU QTY 98+) | 630 | 258.74
1635 |  | In-Building MNS (UNP) | Unified Notification | UNP-SLEDBASE-50 | UNP SLED Base Bundle License 50 IP, Desktop, Mobile Endpoints | 1260 | 689.88
1643 |  | Industrial Fixed Systems | Fire Sentry Flame Detectors | 2029-INTERFACE-KIT | Interface Kit for SS4 Detector, with Universal charger | 955 | 875.75
1474 |  | Industrial Fixed Systems | Fire Sentry Flame Detectors | BP-1 | Backplane for 1 Card Controller | 535 | 489.79
1475 |  | Industrial Fixed Systems | Fire Sentry Flame Detectors | FS10-R30 | Copper-Free Aluminum Housing Incl ALERT / FIRE EARLY WARNING relay, 30 ft Sensitivity (Latching Alert & Alarm relays | 3000 | 2758.34
1191 |  | Industrial Fixed Systems | Fire Sentry Flame Detectors | FS10-RN45-SS | 316 Stainless Steel Housing 45 ft Sensitivity (Non-Latching Alarm Relays) | 3530 | 3240.79
1806 |  | Industrial Fixed Systems | Fire Sentry Flame Detectors | FS20X-211-21-2 | DUAL IR/UV Copper-Free Aluminum Encl. with (2) ¾” NPT entries, FM, cFM for Class I, Division 1, Groups A, B, C, D; Class II, Division 1, Groups E, F, G; Class III | 3620 | 3324.7
1196 |  | Industrial Fixed Systems | Fire Sentry Flame Detectors | FS20X-211-22-2 | DUAL IR/UV Stainless Steel Encl. with (2) ¾”NPT entries, FM, cFM for Class I, Division 1, Groups A, B, C, D; Class II, Division 1, Groups E, F, G; Class III | 4070 | 3744.22
1298 |  | Industrial Fixed Systems | Fire Sentry Flame Detectors | FS20X-211-24-3 | DUAL IR/UV Stainless Steel Encl. with (2) M25 entries, FM, cFM, ATEX, IECEx for Class I, Zone 1 | 4140 | 3807.14
1404 | Discontinued | Industrial Fixed Systems | Fire Sentry Flame Detectors | FS24X-211-21-1 | QuadBand™ IR3+ Detector, Copper-Free Aluminum Encl., (2) ¾”NPT entries FM & ATEX approved | 0 | 0
1408 | Discontinued | Industrial Fixed Systems | Fire Sentry Flame Detectors | FS24X-211-22-1 | QuadBand™ IR3+ Detector, 316 Stainless Steel Encl., (2) ¾” NPT entries FM & ATEX approved | 0 | 0
1198 | Discontinued | Industrial Fixed Systems | Fire Sentry Flame Detectors | FS24X-211-23-1 | QuadBand™ IR3+ Detector, Copper-Free Aluminum Encl., (2) M25 entries FM & ATEX approved | 0 | 0
1656 | Discontinued | Industrial Fixed Systems | Fire Sentry Flame Detectors | FS24X-211-24-1 | QuadBand™ IR3+ Detector, 316 Stainless Steel Encl. (2) M25 entries FM & ATEX approved | 0 | 0
1708 | Discontinued | Industrial Fixed Systems | Fire Sentry Flame Detectors | FS24X-911-21-1 | QuadBand™ IR3+ Detector, Copper-Free Aluminum Encl., (2) ¾”NPT entries FM & ATEX approved | 0 | 0
1202 | Discontinued | Industrial Fixed Systems | Fire Sentry Flame Detectors | FS24X-911-22-1 | QuadBand™ IR3+ Detector, 316 Stainless Steel Encl., (2) ¾” NPT entries FM & ATEX approved | 0 | 0
| Discontinued | Industrial Fixed Systems | Fire Sentry Flame Detectors | FS-846-B | Test Lamp Battery operated for testing FS10 Fire Detectors up to 10 ft | 0 | 0
|  | Industrial Fixed Systems | Fire Sentry Flame Detectors | FSL100-IR3 | IR3 flame detector Red | 2500 | 2296.87
2529 |  | Industrial Fixed Systems | Fire Sentry Flame Detectors | FSL100-IR3-W | IR3 flame detector White | 2500 | 2296.87
1636 |  | Industrial Fixed Systems | Fire Sentry Flame Detectors | FSL100-SM21 | FSL100 Optional swivel mount | 209 | 191.93
1644 |  | Industrial Fixed Systems | Fire Sentry Flame Detectors | FSL100-TL | FSL100 test lamp, incl. universal charger and carrying case; non EX | 1530 | 1405.39
|  | Industrial Fixed Systems | Fire Sentry Flame Detectors | FSL100-TLBT | 12 Vdc battery for FSL-TL test lamp | 406 | 373.37
|  | Industrial Fixed Systems | Fire Sentry Flame Detectors | FSL100-TLBU | H3 light bulb for FSL-TL test lamp | 214 | 196.13
|  | Industrial Fixed Systems | Fire Sentry Flame Detectors | FSL100-TLX | FSL100 test lamp, incl. carrying case; intrinsically safe (Pending*) | 2230 | 2045.16
|  | Industrial Fixed Systems | Fire Sentry Flame Detectors | FSL100-UV | UV flame detector Red | 2230 | 2045.16
|  | Industrial Fixed Systems | Fire Sentry Flame Detectors | FSL100-UVIR | UVIR flame detector Red | 2380 | 2181.5
|  | Industrial Fixed Systems | Fire Sentry Flame Detectors | FSL100-UVIR-W | UVIR flame detector White | 2380 | 2181.5
|  | Industrial Fixed Systems | Fire Sentry Flame Detectors | FSL100-UV-W | UV flame detector White | 2230 | 2045.16
|  | Industrial Fixed Systems | Fire Sentry Flame Detectors | FT-2145 | UV/IR Test Lamp with universal charger (FM & ATEX approval) | 4350 | 3995.93
1299 | New | Industrial Fixed Systems | Fire Sentry Flame Detectors | FT-S7 | Honeywell IR test lamp, battery operated for testing FS7/FS10 Fire Detectors up to 2 ft. distance | 850 | 779.58
1188 |  | Industrial Fixed Systems | Fire Sentry Flame Detectors | MA420-4 | 0-20 MA Module for SS4 Detectors New version (Factory Installed) | 281 | 258
1189 |  | Industrial Fixed Systems | Fire Sentry Flame Detectors | PSU-12 | Universal charger for Fire Sentry Test Lamps and Interface Kits. For 110-240 VAC with international plugs | 178 | 163.61
1486 |  | Industrial Fixed Systems | Fire Sentry Flame Detectors | SM4 | Stainless Steel Swivel mounting assembly for FS24X, FS18X, SS4, SS2 detectors | 281 | 258
1487 | Discontinued | Industrial Fixed Systems | Fire Sentry Flame Detectors | SS4-A2 | Aluminum UV/IR, FM, Hydrocarbon Fires, Non Latching Alarm LED, FM, cFM, CSFM for Class I, Div. 1 groups B,C & D (2) 3/4 NPT | 0 | 0
1709 | Discontinued | Industrial Fixed Systems | Fire Sentry Flame Detectors | SS4-A2-C-E | Aluminum UV/IR, ATEX, Hydrocarbon Fires, Non Latching Alarm LED, FM, cFM, ATEX, IECEx FOR Zone 1 (2) M25 | 0 | 0
| Discontinued | Industrial Fixed Systems | Fire Sentry Flame Detectors | SS4-A2-CSS-E | Stainless Steel UV/IR, ATEX, Hydrocarbon Fires, Non Latching Alarm LED, FM, cFM, ATEX, IECEx FOR Zone 1 (2) M25 | 0 | 0
| Discontinued | Industrial Fixed Systems | Fire Sentry Flame Detectors | SS4-AS2-C-E | Aluminum UV/IR, ATEX, Hydrogen & Non Hydrocarbon Fires, Non Latching Alarm LED, FM, cFM, CSFM for Class I, Div.1 groups B,C & D (2) M25 | 0 | 0
| Discontinued | Industrial Fixed Systems | Fire Sentry Flame Detectors | SS4-AS2-CSS-E | Stainless Steel UV/IR, ATEX, Hydrogen & Non Hydrocarbon Fires, Non Latching Alarm LED, FM, cFM, ATEX, IECEx for Zone 1 (2) M25 | 0 | 0
| Discontinued | Industrial Fixed Systems | Fire Sentry Flame Detectors | SS4-AUV2 | Aluminum UV, FM, Hydrocarbon & Non-Hydrocarbon Fires, Non-latching Alarm LED, FM, cFM, CSFM for C1, D1, Groups B,C,D (2) 3/4 NPT | 0 | 0
| Discontinued | Industrial Fixed Systems | Fire Sentry Flame Detectors | SS4-MOD-AS2 | Replacement Electronics Module for SS4-AS2 (UV/IR) Detectors. Module only, non-latching LED | 0 | 0
|  | Industrial Fixed Systems | Fire Sentry Flame Detectors | TL-1055 | IR Test lamp for testing FSX detectors, non-explosion proof version. Incl universal charger | 1730 | 1583.69
|  | Industrial Fixed Systems | Fire Sentry Flame Detectors | TL-2055 | IR Test lamp for testing FSX detectors, explosion proof version. Incl universal charger | 3980 | 3660.31
|  | Industrial Fixed Systems | Industrial Flame Detectors (Non-FM) | 10-3995 | Swivel mount for 30-2056E. [Not FM or CSFM listed] | 1110 | 543.07
|  | Industrial Fixed Systems | Industrial Flame Detectors (Non-FM) | 30-2021-24 | Ultraviolet Flame Detector, 24 VDC | 3790 | 2906.42
|  | Industrial Fixed Systems | Industrial Flame Detectors (Non-FM) | 30-2021E-24 | Explosion-proof, UV, 24 VDC [Not FM or CSFM listed] | 7650 | 3700.49
|  | Industrial Fixed Systems | Industrial Flame Detectors (Non-FM) | 30-3013 | EXPLOSION PROOF, PHOTOELECTRIC SMOKE DETECTOR, 3/4 NPT, RELAY 0-20 mA, LATCH | 6020 | 5295.8
|  | Industrial Fixed Systems | Industrial Flame Detectors (Non-FM) | Q3013D-010 | Duct Mount Kit for 30-3013, 10 ft inlet tube. Does not include the 30-3013 smoke detector, needs to be ordered separately. | 1700 | 1439.27
|  | Industrial Fixed Systems | Industrial Flame Detectors (Non-FM) | Q3013D-1 | Duct Mount Kit for 30-3013, 1 ft inlet tube.Does not include the 30-3013 smoke detector, needs to be ordered separately. | 1660 | 1400.64
|  | Industrial Fixed Systems | Industrial Flame Detectors (Non-FM) | Q3013D-3 | Duct Mount Kit for 30-3013, 3 ft inlet tube.Does not include the 30-3013 smoke detector, needs to be ordered separately. | 1660 | 1400.64
|  | Industrial Fixed Systems | Industrial Flame Detectors (Non-FM) | Q3013D-6 | Duct Mount Kit for 30-3013, 6 ft inlet tube.Does not include the 30-3013 smoke detector, needs to be ordered separately. | 1690 | 1429.62
1411 |  | Municipal Fire Alarm & Reporting | Auxiliary Trips | GW12793-4 | Conversion kit, L-E Masterbox | 3870 | 1818.9
1415 |  | Municipal Fire Alarm & Reporting | Auxiliary Trips | GW21757-10 | Local energy type trip | 1520 | 714.4
1472 |  | Municipal Fire Alarm & Reporting | Auxiliary Trips | GW21757-11 | Trip LE 43, Chicago | 2480 | 1165.6
1473 |  | Municipal Fire Alarm & Reporting | Auxiliary Trips | GW21757-5 | Shunt type trip | 1850 | 869.5
1468 |  | Municipal Fire Alarm & Reporting | Manual Boxes | GWM34-52 | Surface mounting, cottage shell | 10630 | 4996.1
1478 |  | Municipal Fire Alarm & Reporting | Manual Boxes | GWM34-52CB | Surface mounting, cottage shell for City of Boston | 6920 | 3252.4
|  | Municipal Fire Alarm & Reporting | Manual Boxes | GWM34-73 | Surface mounting, cottage shell (less inside case, test block, tap key and notification appliance) | 5830 | 2740.1
1300 |  | Municipal Fire Alarm & Reporting | Manual Boxes | GWM34-90 | Flush mounting, gasketed cast frame (less inside case, test block, tap key and notification appliance) | 6380 | 2998.6
1405 |  | Municipal Fire Alarm & Reporting | Master Box - Local Energy Type | GWM34-110 | Same as M34-56 with plain door painted blue | 11550 | 5428.5
1409 |  | Municipal Fire Alarm & Reporting | Master Box - Local Energy Type | GWM34-111 | Same as M34-56 with plain door painted red | 11550 | 5428.5
|  | Municipal Fire Alarm & Reporting | Master Box - Local Energy Type | GWM34-113 | Same as M34-92 with plain door painted blue | 14930 | 7017.1
|  | Municipal Fire Alarm & Reporting | Master Box - Local Energy Type | GWM34-114 | Same as M34-92 with plain door painted red | 14930 | 7017.1
|  | Municipal Fire Alarm & Reporting | Master Box - Local Energy Type | GWM34-56 | Local energy trip, surface mounting, cottage shell | 11200 | 5264
|  | Municipal Fire Alarm & Reporting | Master Box - Local Energy Type | GWM34-56C | Local energy trip, surface mounting, cottage shell for City of Chicago | 13180 | 6194.6
179 |  | Municipal Fire Alarm & Reporting | Master Box - Local Energy Type | GWM34-56CB | Local energy trip, surface mounting, cottage shell for City of Boston | 12270 | 5766.9
|  | Municipal Fire Alarm & Reporting | Master Box - Local Energy Type | GWM34-72 | Local energy trip, sheet metal housing (less test block, tap key and notification appliance), plain door | 7890 | 3708.3
|  | Municipal Fire Alarm & Reporting | Master Box - Local Energy Type | GWM34-75 | Local energy trip, surface mounting, cottage shell (less inner case, test block, tap key and notification appliance) | 8600 | 4042
|  | Municipal Fire Alarm & Reporting | Master Box - Local Energy Type | GWM34-92 | Local energy trip, flush mounting, gasketed cast frame for interior or exterior use | 12490 | 5870.3
|  | Municipal Fire Alarm & Reporting | Master Box - Local Energy Type | GWM34-92CB | Local energy trip, flush mounting, gasketed cast frame for interior or exterior use for City of Boston | 13230 | 6218.1
|  | Municipal Fire Alarm & Reporting | Master Box - Shunt Type | GWM34-103 | Same as M34-53 with plain door painted blue | 10500 | 4935
|  | Municipal Fire Alarm & Reporting | Master Box - Shunt Type | GWM34-104 | Same as M34-53 with plain door painted red | 13330 | 6265.1
|  | Municipal Fire Alarm & Reporting | Master Box - Shunt Type | GWM34-107 | Box, fire alarm | 10790 | 5071.3
|  | Municipal Fire Alarm & Reporting | Master Box - Shunt Type | GWM34-53 | Shunt trip, surface mounting, cottage shell | 11250 | 5287.5
1449 |  | Municipal Fire Alarm & Reporting | Master Box - Shunt Type | GWM34-71 | Shunt trip, sheet metal housing, plain door (less test block, tap key and notification appliance) | 7980 | 3750.6
167 |  | Municipal Fire Alarm & Reporting | Master Box - Shunt Type | GWM34-91 | Shunt trip, flush mounting, gasketed cast frame for interior or exterior use | 13580 | 6382.6
1301 |  | Municipal Fire Alarm & Reporting | Microswitch Kits | GW27687 | Kit, switch inner door SB | 505 | 237.35
|  | Municipal Fire Alarm & Reporting | Microswitch Kits | GWMD99-2 | Microswitch kit for both manual boxes and Master boxes | 373 | 175.31
|  | Municipal Fire Alarm & Reporting | Notification Appliance Lights | GW40067 | Iron nipple .50" P x 3.50LG | 100 | 46.89
|  | Municipal Fire Alarm & Reporting | Pedestals and PC Pedestal Spare Parts | GW26308 | Pedestal PC type | 3520 | 1654.4
|  | Municipal Fire Alarm & Reporting | Pedestals and PC Pedestal Spare Parts | GW28688 | Base, backboard, white | 419 | 196.93
|  | Municipal Fire Alarm & Reporting | Pedestals and PC Pedestal Spare Parts | GW28689 | Base pedestal, red | 545 | 256.15
|  | Municipal Fire Alarm & Reporting | Pedestals and PC Pedestal Spare Parts | GW28690 | Pedestal column assembly | 1140 | 535.8
|  | Municipal Fire Alarm & Reporting | Pedestals and PC Pedestal Spare Parts | GW28691 | Support box, red | 471 | 221.37
|  | Municipal Fire Alarm & Reporting | Pedestals and PC Pedestal Spare Parts | GW42192 | Base template | 48.5 | 22.78
|  | Municipal Fire Alarm & Reporting | Promotional Items | M-BOXBANK | 1852 commemorative Gamewell Masterbox bank | 60 | 28.14
|  | Municipal Fire Alarm & Reporting | Three Fold Accessories | GW15203G | Key winding red main spring | 40.5 | 19.03
1294 |  | Municipal Fire Alarm & Reporting | Three Fold Accessories | GW20947-7 | Universal lock to replace standard lock - must specify city. | 300 | 141
|  | Municipal Fire Alarm & Reporting | Three Fold Accessories | GW21003-12 | Door w/ Pull Guard, Lever, Hinges | 845 | 397.15
|  | Municipal Fire Alarm & Reporting | Three Fold Accessories | GW23116-16 | Weatherproof flush housing | 2420 | 1137.4
|  | Municipal Fire Alarm & Reporting | Three Fold Accessories | GW23116-17 | Box S-A flush 3F ext Chicago | 3280 | 1541.6
|  | Municipal Fire Alarm & Reporting | Three Fold Accessories | GW23427 | Test Plug | 43.5 | 20.45
|  | Municipal Fire Alarm & Reporting | Three Fold Accessories | GW23429 | Handle, street box | 135 | 63.45
|  | Municipal Fire Alarm & Reporting | Three Fold Accessories | GW23529-13 | Three fold movement only. Includes cut code wheel; does not include backboard. | 4510 | 2119.7
1469 |  | Municipal Fire Alarm & Reporting | Three Fold Accessories | GW25325 | Lock ward standard fire alarm | 117 | 54.99
|  | Municipal Fire Alarm & Reporting | Three Fold Accessories | GW25355 | Fire Sign | 43 | 20.1
|  | Municipal Fire Alarm & Reporting | Three Fold Accessories | GW25460 | Key flat, fire alarm box standard | 18 | 8.31
|  | Municipal Fire Alarm & Reporting | Three Fold Accessories | GW25672 | Code wheel - must specify code # | 247 | 116.09
|  | Municipal Fire Alarm & Reporting | Three Fold Accessories | GW25673 | Number plate kit, fire alarm box | 67 | 31.35
|  | Municipal Fire Alarm & Reporting | Three Fold Accessories | GW25777-1 | Cottage shell and plain door (no pull guard) minus lock and key, red | 2590 | 1217.3
|  | Municipal Fire Alarm & Reporting | Three Fold Accessories | GW25777-2 | Cottage shell and plain door minus lock and key, blue | 2970 | 1395.9
|  | Municipal Fire Alarm & Reporting | Three Fold Accessories | GW25777-4 | Cottage shell and door minus lock and key, red | 1610 | 756.7
|  | Municipal Fire Alarm & Reporting | Three Fold Accessories | GW25785 | Shaft pull cover | 34.5 | 16.22
|  | Municipal Fire Alarm & Reporting | Three Fold Accessories | GW26156 | Cover, pull w/ window & shaft | 205 | 96.35
|  | Municipal Fire Alarm & Reporting | Three Fold Accessories | GW26948 | Backbox assembly 3-fold flush type | 337 | 158.39
1274 |  | Municipal Fire Alarm & Reporting | Three Fold Accessories | GW27853 | Kit, hardware | 39 | 18.33
|  | Municipal Fire Alarm & Reporting | Three Fold Accessories | GW28048 | Backboard wired (M34-52 & 56) | 1580 | 742.6
|  | Municipal Fire Alarm & Reporting | Three Fold Accessories | GW28295 | Bracket box ezymount cross point | 244 | 114.68
1484 |  | Municipal Fire Alarm & Reporting | Three Fold Accessories | GW28297 | Bracket, horizontal | 197 | 92.59
1485 |  | Municipal Fire Alarm & Reporting | Three Fold Accessories | GW28298 | Bracket, vertical | 129 | 60.63
1479 |  | Municipal Fire Alarm & Reporting | Three Fold Accessories | GW30834 | Key, universal lock cut per service order | 540 | 253.8
1412 |  | Municipal Fire Alarm & Reporting | Three Fold Accessories | GW41896 | Window, pull cover | 19 | 8.85
1416 |  | Municipal Fire Alarm & Reporting | Three Fold Accessories | GW44551-01 | Single CCT arrester with aluminum housing, three electrode gas tube arrester 200 - 400 volt | 378 | 177.66
|  | Municipal Fire Alarm & Reporting | Three Fold Accessories | GW46509 | Cover movement | 64 | 30.08
|  | Municipal Fire Alarm & Reporting | Three Fold Grounding Assembly | GW30118 | Ground rod assembly | 244 | 114.68
|  | Municipal Fire Alarm & Reporting | Three Fold Grounding Assembly | GW30119 | Upper ground rod assembly | 186 | 87.42
|  | Municipal Fire Alarm & Reporting | Three Fold Grounding Assembly | GW44630 | Rod, ground, copper 1/2" x 8' | 113 | 53.11
|  | Network Graphic Workstations | FocalPoint Workstations & Accessories | FPT-GATE-3 | FocalPoint Gateway-3 with enclosure, black | 3200 | 1504.23
|  | Network Graphic Workstations | FocalPoint Workstations & Accessories | FPT-GATE-3-R | FocalPoint Gateway-3 with enclosure, red door | 3190 | 1499.53
|  | Network Graphic Workstations | FocalPoint Workstations & Accessories | FPT-GATE-3-RB | FocalPoint Gateway-3 replacement board | 2550 | 1198.53
| Discontinued | Network Graphic Workstations | FocalPoint Workstations & Accessories | FPT-SW-VCN | DISCONTINUED | 0 | 0
1247 | Discontinued | Network Graphic Workstations | FocalPoint Workstations & Accessories | FPT-WKS | DISCONTINUED | 0 | 0
1450 | Discontinued | Network Graphic Workstations | FocalPoint Workstations & Accessories | FPT-WKS w/ MON-22LCDW-TS | DISCONTINUED | 0 | 0
| Discontinued | Network Graphic Workstations | FocalPoint Workstations & Accessories | FPT-WKS w/ MON-42LCDW | DISCONTINUED | 0 | 0
| Discontinued | Network Graphic Workstations | FocalPoint Workstations & Accessories | FPT-WKS w/ MON-42LCDW-TS | DISCONTINUED | 0 | 0
| Discontinued | Network Graphic Workstations | FocalPoint Workstations & Accessories | FPT-WKS-WS | DISCONTINUED | 0 | 0
| Discontinued | Network Graphic Workstations | FocalPoint Workstations & Accessories | MON-22LCDW | DISCONTINUED | 0 | 0
| Discontinued | Network Graphic Workstations | FocalPoint Workstations & Accessories | MON-22LCDW-TS | DISCONTINUED | 0 | 0
| Discontinued | Network Graphic Workstations | FocalPoint Workstations & Accessories | MON-42LCDW | DISCONTINUED | 0 | 0
| Discontinued | Network Graphic Workstations | FocalPoint Workstations & Accessories | MON-42LCDW-TS | DISCONTINUED | 0 | 0
| Discontinued | Network Graphic Workstations | FocalPoint Workstations & Accessories | PNET-1 | DISCONTINUED | 0 | 0
| discontinued | Network Graphic Workstations | FocalPoint Workstations & Accessories | WIN10-UG | DISCONTINUED | 0 | 0
|  | Peripherals | DACT, Annunciators & Printers | 411 | Assembly, final,411 | 418 | 196.46
|  | Peripherals | DACT, Annunciators & Printers | 411RK | Relay kit, two programmable relays, Form C, 411UDAC only | 38.5 | 17.96
180 |  | Peripherals | DACT, Annunciators & Printers | 411UD | Four channel dual slave programmer DACT, requires PRO-411, Flex 404 only | 550 | 258.5
1470 |  | Peripherals | DACT, Annunciators & Printers | 411UDAC | 4-Channel, dual Line, stand-alone Fire Alarm Communicator. 1 amp of NAC power, integral battery charger, upload/download capability. Programmable using PRO-411 or PK-CD. | 645 | 303.15
1406 |  | Peripherals | DACT, Annunciators & Printers | 7626-25HC | IPGSM 25ft antenna cable, low lost | 199 | 93.53
1410 |  | Peripherals | DACT, Annunciators & Printers | 7626-50HC | IPGSM 50ft antenna cable, low lost | 300 | 141
1451 |  | Peripherals | DACT, Annunciators & Printers | 7720P | IPGSM handheld programmer | 520 | 244.4
1482 |  | Peripherals | DACT, Annunciators & Printers | ALMSC119 | RJ45-DB9F CONNECTOR for IPDACT | 72.5 | 34.03
1413 |  | Peripherals | DACT, Annunciators & Printers | GW70718 | TA5A five alarm zones and system trouble, audible with silence switch | 430 | 202.1
1417 |  | Peripherals | DACT, Annunciators & Printers | GW70729 | TA20 twenty alarm zones | 750 | 352.5
|  | Peripherals | DACT, Annunciators & Printers | HPTCOVER | IPGSM communicator plug-in transformer box | 70.5 | 32.96
|  | Peripherals | DACT, Annunciators & Printers | HWF2A-COM | IP and LTE AT&T Cellular Fire Alarm Communicator. Includes red cabinet with ademco key and lock, wall outlet box, Dialer Capture Module, iGSM Communications Module, antenna & mounting adapter, PowerBoost1 power supply, LED display board, transformer (Requires Contact ID DACT) | 655.5 | 308.09
|  | Peripherals | DACT, Annunciators & Printers | HWF2V-COM | IP and LTE Verizon Cellular Fire Alarm Communicator Includes red cabinet with ademco key and lock, wall outlet box, Dialer Capture Module, iGSM Communications Module, antenna & mounting adapter, PowerBoost1 power supply, LED display board, transformer (Requires Contact ID DACT) | 655.5 | 308.09
|  | Peripherals | DACT, Annunciators & Printers | HW-TG7LAF02 | CLSS-Enabled Telguard LTE Commercial Fire Alarm Communicator (AT&T) | 655.5 | 308.09
|  | Peripherals | DACT, Annunciators & Printers | HW-TG7LVF02 | CLSS-Enabled Telguard LTE Commercial Fire Alarm Communicator (Verizon Wireless) | 655.5 | 308.09
| Discontinued | Peripherals | DACT, Annunciators & Printers | IPBRKT | DISCONTINUED | 0 | 0
| Discontinued | Peripherals | DACT, Annunciators & Printers | IPDACT-2 | DISCONTINUED | 0 | 0
| Discontinued | Peripherals | DACT, Annunciators & Printers | IPENC | DISCONTINUED | 0 | 0
1400 | Discontinued | Peripherals | DACT, Annunciators & Printers | IPSPLT | DISCONTINUED | 0 | 0
1488 |  | Peripherals | DACT, Annunciators & Printers | PRN-7 | UL Listed Serial Printer | 3040 | 1424.94
| Discontinued | Peripherals | DACT, Annunciators & Printers | VISORALARM-PLUS | DISCONTINUED | 0 | 0
|  | Peripherals | DACT, Annunciators & Printers | WA7626-CA | IPGSM SNA to N adapter | 122 | 120.86
|  | Power Supplies, Batteries, Locks, Cabinets | Batteries, Cabinets, Locks & Accessories | 17051 | HPP key Set | 24 | 11.23
1522 |  | Power Supplies, Batteries, Locks, Cabinets | Batteries, Cabinets, Locks & Accessories | 17059 | Replacement HPP lockset for HPP cabinets | 28.5 | 13.4
173 |  | Power Supplies, Batteries, Locks, Cabinets | Batteries, Cabinets, Locks & Accessories | 17070 | Replacement GW-FCI lockset, PK-625, 3/8" cam, for GF500, GWF402, GW404, HPFF12 cabinet | 21 | 9.87
|  | Power Supplies, Batteries, Locks, Cabinets | Batteries, Cabinets, Locks & Accessories | 17079 | Replacement door lock, PK-625, 1" X 5/8" cam, for B-Slim enclosure | 26.5 | 12.46
174 |  | Power Supplies, Batteries, Locks, Cabinets | Batteries, Cabinets, Locks & Accessories | 1100-0654 | BC-1R; battery cabinet - red, surface | 327 | 153.69
|  | Power Supplies, Batteries, Locks, Cabinets | Batteries, Cabinets, Locks & Accessories | 119644B | Replacement door lock, PK-625, for use with GFPS and GWF410 cabinets | 24 | 11.73
|  | Power Supplies, Batteries, Locks, Cabinets | Batteries, Cabinets, Locks & Accessories | 2400-0062 | Replacement lock for LCD-7100, 3/4" cam | 22.5 | 11.56
|  | Power Supplies, Batteries, Locks, Cabinets | Batteries, Cabinets, Locks & Accessories | 2400-0067 | Replacement lock with two PK-625 keys for E3 "A", "B", "C" & "D" size cabinets, 1" cam | 19.5 | 10.27
|  | Power Supplies, Batteries, Locks, Cabinets | Batteries, Cabinets, Locks & Accessories | BAT-121000 | Battery, 12 volt, 100 Ah | 1050 | 493.5
|  | Power Supplies, Batteries, Locks, Cabinets | Batteries, Cabinets, Locks & Accessories | BAT-12120-BP | Four (4) BAT-12120 (12v, 12Ah) shipped in each bulk pack | 745 | 350.15
|  | Power Supplies, Batteries, Locks, Cabinets | Batteries, Cabinets, Locks & Accessories | BAT-12180-BP | Two (2) BAT-12180 (12v, 18Ah) shipped in each bulk pack | 394 | 185.19
1489 |  | Power Supplies, Batteries, Locks, Cabinets | Batteries, Cabinets, Locks & Accessories | BAT-12260-BP | Two (2) BAT-12660 (12v, 26Ah) shipped in each bulk pack | 600 | 282
1480 | New | Power Supplies, Batteries, Locks, Cabinets | Batteries, Cabinets, Locks & Accessories | BAT-12330 | Battery, 12VDC, 33 Ah, nut & bolt | 311 | 146.17
1481 |  | Power Supplies, Batteries, Locks, Cabinets | Batteries, Cabinets, Locks & Accessories | BAT-1250-BP | Ten (10) BAT-1250 (12v, 5Ah) shipped in each bulk pack | 670 | 314.9
|  | Power Supplies, Batteries, Locks, Cabinets | Batteries, Cabinets, Locks & Accessories | BAT-12550 | Battery, 12VDC, 55 Ah | 590 | 277.3
1490 |  | Power Supplies, Batteries, Locks, Cabinets | Batteries, Cabinets, Locks & Accessories | BAT-1270-BP | Five (5) BAT-1270 (12v, 7Ah) shipped in each bulk pack | 545 | 256.15
1414 |  | Power Supplies, Batteries, Locks, Cabinets | Batteries, Cabinets, Locks & Accessories | BB-17F | Battery backbox, holds up to two 12 V, 18 Ah batteries, red | 138 | 127.74
1418 |  | Power Supplies, Batteries, Locks, Cabinets | Batteries, Cabinets, Locks & Accessories | BB-26 | Battery box, holds up to two BAT-12260 (26 Ah) includes cables | 283 | 125.49
175 |  | Power Supplies, Batteries, Locks, Cabinets | Batteries, Cabinets, Locks & Accessories | BB-55F | Battery box, holds up to two BAT-12260 (26 Ah) or BAT-12550 (55 Ah) includes cables, red, FireLite key | 464 | 427.52
1491 |  | Power Supplies, Batteries, Locks, Cabinets | Batteries, Cabinets, Locks & Accessories | CHG-75 | Battery charger, for 25-75 AH batteries, mounts in BB-26 or BB-55F | 875 | 411.25
176 |  | Power Supplies, Batteries, Locks, Cabinets | Batteries, Cabinets, Locks & Accessories | EQBB-B4 | HPFF8CM Power Supply enclosure, 2 Tiers, Black | 384 | 180.48
1492 |  | Power Supplies, Batteries, Locks, Cabinets | Batteries, Cabinets, Locks & Accessories | EQDR-B4 | EQBB-B4 door, includes NOT keyset (purchase 17070 for PK625 keyset), Black | 406 | 190.82
|  | Power Supplies, Batteries, Locks, Cabinets | Batteries, Cabinets, Locks & Accessories | FCI-LBB | Large battery back box - holds up to two 55 Ah or one 100 Ah | 423 | 198.81
164 |  | Power Supplies, Batteries, Locks, Cabinets | Batteries, Cabinets, Locks & Accessories | GW69081 | Lock replacement for IF610, IF632, CAT-60 | 30.5 | 14.2
165 |  | Power Supplies, Batteries, Locks, Cabinets | Batteries, Cabinets, Locks & Accessories | GW-FAD | Fire Alarm Document Cabinet, w\GW-FCI Lock | 161 | 116.15
166 |  | Power Supplies, Batteries, Locks, Cabinets | Batteries, Cabinets, Locks & Accessories | GW-SRD | Systems Records Document Cabinet, w\GW-FCI Lock | 193 | 90.3
172 |  | Power Supplies, Batteries, Locks, Cabinets | Batteries, Cabinets, Locks & Accessories | RBB | Remote battery box for larger batteries, up to 35Ah | 174 | 81.78
262 |  | Power Supplies, Batteries, Locks, Cabinets | Batteries, Cabinets, Locks & Accessories | SEISKIT-320/B26 | Seismic kit for the BB-26, includes battery bracket for two 26 Ah batteries | 213 | 213
268 |  | Power Supplies, Batteries, Locks, Cabinets | Batteries, Cabinets, Locks & Accessories | SEISKIT-BB17 | Seismic kit for the BB-17, includes battery bracket for two 18 Ah batteries | 274 | 274
273 |  | Power Supplies, Batteries, Locks, Cabinets | Batteries, Cabinets, Locks & Accessories | SEISKIT-COMMENC | Seismic kit for GF505, GF510, GF506R, GF506D, includes battery bracket for two 7 Ah, 12 Ah or 18 Ah batteries | 237 | 111.4
284 |  | Power Supplies, Batteries, Locks, Cabinets | Batteries, Cabinets, Locks & Accessories | SEISKIT-LBB | Seismic kit for the FCI-LBB, includes battery bracket for two 55 Ah batteries | 257 | 120.79
460 |  | Power Supplies, Batteries, Locks, Cabinets | Fire Power Supplies | FCPS-24S6RB | FC Power Supply-24S6 replacement PCB only | 730 | 343.1
502 |  | Power Supplies, Batteries, Locks, Cabinets | Fire Power Supplies | FCPS-24S8RB | FC Power Supply-24S8 replacement PCB only | 805 | 378.35
711 | Discontinued | Power Supplies, Batteries, Locks, Cabinets | Fire Power Supplies | GFPS-6 | Replaced by HPF-PS6B | 0 | 0
713 |  | Power Supplies, Batteries, Locks, Cabinets | Fire Power Supplies | GFPS-6RB | Replacement board; GFPS-6, FireForce 6, and SNAC-6 ONLY | 690 | 324.3
763 | Discontinued | Power Supplies, Batteries, Locks, Cabinets | Fire Power Supplies | GFPS-9 | Replaced by HPF-PS10B | 0 | 0
771 |  | Power Supplies, Batteries, Locks, Cabinets | Fire Power Supplies | GFPS-9RB | Replacement board; GFPS-9, FireForce 9, and SNAC-9 ONLY | 825 | 387.75
772 | Discontinued | Power Supplies, Batteries, Locks, Cabinets | Fire Power Supplies | HPF24S6 | Replaced by HPF-PS6 (red cabinet) or HPF-PS6B (black cabinet) | 0 | 0
779 | Discontinued | Power Supplies, Batteries, Locks, Cabinets | Fire Power Supplies | HPF24S6E | Replaced by HPF-PS6E (red cabinet) | 0 | 0
1118 | Discontinued | Power Supplies, Batteries, Locks, Cabinets | Fire Power Supplies | HPF24S8 | Replaced by HPF-PS10 (red cabinet) or HPF-PS10B (black cabinet) | 0 | 0
1161 | Discontinued | Power Supplies, Batteries, Locks, Cabinets | Fire Power Supplies | HPF24S8E | Replaced by HPF-PS10E (red cabinet) | 0 | 0
1162 | Discontinued | Power Supplies, Batteries, Locks, Cabinets | Fire Power Supplies | HPF602ULADA | Replaced by HPF-PS6 (red cabinet) or HPF-PS6B (black cabinet), | 0 | 0
1164 | Discontinued | Power Supplies, Batteries, Locks, Cabinets | Fire Power Supplies | HPF902ULADA | Replaced by HPF-PS10 (red cabinet) or HPF-PS10B (black cabinet), | 0 | 0
1167 |  | Power Supplies, Batteries, Locks, Cabinets | Fire Power Supplies | HPFF12 | 12 amp 24 volt F/A power supply, 120 VAC, includes red enclosure, battery cable and installation instructions | 1480 | 695.6
1171 |  | Power Supplies, Batteries, Locks, Cabinets | Fire Power Supplies | HPFF12CM | 12 amp 24 volt F/A power supply, chassis mount, 120 VAC, includes mounting hardware, battery cable and instructions for installation in a SBB-D4 enclosure | 1380 | 648.6
1251 |  | Power Supplies, Batteries, Locks, Cabinets | Fire Power Supplies | HPFF12CME | 12 amp 24 volt F/A power supply, chassis mount, 220 VAC, includes mounting hardware, battery cable and instructions for installation in a SBB-D4 enclosure | 1500 | 705
1252 | Discontinued | Power Supplies, Batteries, Locks, Cabinets | Fire Power Supplies | HPFF12E | Replaced by HPF-PS10E | 0 | 0
1328 | Discontinued | Power Supplies, Batteries, Locks, Cabinets | Fire Power Supplies | HPFF8 | Replaced by HPF-PS10(red cabinet) or HPF-PS10B(black cabinet) | 0 | 0
1568 |  | Power Supplies, Batteries, Locks, Cabinets | Fire Power Supplies | HPFF8CM | 8 amp 24 volt F/A power supply, chassis mount, 120 VAC, includes mounting hardware for installation in the SBB-D4 or EQBB-B4 enclosure | 1130 | 531.1
1573 |  | Power Supplies, Batteries, Locks, Cabinets | Fire Power Supplies | HPFF8CME | 8 amp 24 volt F/A power supply, chassis mount, 220/240 VAC, includes mounting hardware for installation in the SBB-D4 or EQBB-B4 enclosure | 1160 | 545.2
1575 | Discontinued | Power Supplies, Batteries, Locks, Cabinets | Fire Power Supplies | HPFF8E | Replaced by HPF-PS10E (red cabinet) | 0 | 0
2488 | New | Power Supplies, Batteries, Locks, Cabinets | Fire Power Supplies | HPF-PS10 | 10.0 AMPS, 120VAC, REMOTE POWER SUPPLY, RED | 780 | 366.6
2489 | New | Power Supplies, Batteries, Locks, Cabinets | Fire Power Supplies | HPF-PS10B | 10.0 AMPS, 120VAC, REMOTE POWER SUPPLY, BLACK | 780 | 366.6
2490 | New | Power Supplies, Batteries, Locks, Cabinets | Fire Power Supplies | HPF-PS10E | 10.0 AMPS, 240VAC, REMOTE POWER SUPPLY, RED. EXPORT | 790 | 370.04
2491 | New | Power Supplies, Batteries, Locks, Cabinets | Fire Power Supplies | HPF-PS6 | 6.0 AMPS, 120VAC, REMOTE POWER SUPPLY, RED | 705 | 331.35
2492 | New | Power Supplies, Batteries, Locks, Cabinets | Fire Power Supplies | HPF-PS6B | 6.0 AMPS, 120VAC, REMOTE POWER SUPPLY, BLACK | 705 | 331.35
2493 | New | Power Supplies, Batteries, Locks, Cabinets | Fire Power Supplies | HPF-PS6E | 6.0 AMPS, 240VAC, REMOTE POWER SUPPLY, RED. EXPORT | 705 | 331.35
2494 |  | Power Supplies, Batteries, Locks, Cabinets | Fire Power Supplies | HPP31076 | HPFF8/12 Class A adapter | 182 | 85.54
2495 | New | Power Supplies, Batteries, Locks, Cabinets | Fire Power Supplies | SEISKIT-MULTI-1 | Seismic mounting kit for use with PS Series power supplies | 279 | 131.13
2496 |  | Power Supplies, Batteries, Locks, Cabinets | Fire Power Supplies | ZNAC-4 | HPF24 Class A/Style Z NAC option module | 178 | 83.66
2497 | New | Power Supplies, Batteries, Locks, Cabinets | Fire Power Supplies | ZNAC-PS | OPTIONAL CLASS A OUTPUT CONVERTER MODULE | 178 | 83.69
2498 |  | Power Supplies, Batteries, Locks, Cabinets | HPP: Access Power Supplies | HP300ULM | 2.5 amp 12/24 volt 5 out UL listed power supply w/Fire Alarm interface & enclosure | 550 | 258.5
2499 | Discontinued | Power Supplies, Batteries, Locks, Cabinets | HPP: Access Power Supplies | HP300ULPD4CB | DISCONTINUED | 0 | 0
2500 |  | Power Supplies, Batteries, Locks, Cabinets | HPP: Access Power Supplies | HP300ULPD8CB | 2.5 amp 12/24 volt power supply w/HPD8CB distribution board & enclosure | 510 | 239.7
2501 |  | Power Supplies, Batteries, Locks, Cabinets | HPP: Access Power Supplies | HP300ULX | 2.5 amp 12/24 volt UL listed power supply & enclosure | 374 | 175.79
2502 |  | Power Supplies, Batteries, Locks, Cabinets | HPP: Access Power Supplies | HP400ULACM4 | 4 amp 12/24 volt 4 out UL listed power supply w/Access Power controller & enclosure | 635 | 298.45
2503 |  | Power Supplies, Batteries, Locks, Cabinets | HPP: Access Power Supplies | HP400ULM | 4 amp 12/24 volt 6 out UL listed power supply w/Fire Alarm interface & enclosure | 585 | 274.95
2504 | Discontinued | Power Supplies, Batteries, Locks, Cabinets | HPP: Access Power Supplies | HP400ULPD4CB | DISCONTINUED | 0 | 0
2505 |  | Power Supplies, Batteries, Locks, Cabinets | HPP: Access Power Supplies | HP400ULPD8CB | 4 amp 12/24 volt UL listed power supply w 8 PTC out power dist mod & enclosure | 540 | 253.8
2506 |  | Power Supplies, Batteries, Locks, Cabinets | HPP: Access Power Supplies | HP400ULX | 4 amp 12 volt or 3A 24 volt UL listed power supply & large enclosure | 483 | 227.01
2507 |  | Power Supplies, Batteries, Locks, Cabinets | HPP: Access Power Supplies | HP600ULACM8 | 6 amp 12/24 volt 8 out UL listed power supply w/access power controller & enclosure | 845 | 397.15
2508 |  | Power Supplies, Batteries, Locks, Cabinets | HPP: Access Power Supplies | HP600ULM | 6 amp 12/24 volt 6 out UL listed power supply w/Fire Alarm interface & enclosure | 790 | 371.3
2509 |  | Power Supplies, Batteries, Locks, Cabinets | HPP: Access Power Supplies | HP600ULPD16CB | 6 amp 12/24 volt UL listed power supply w 16 PTC out power dist mod & enclosure | 830 | 390.1
2510 |  | Power Supplies, Batteries, Locks, Cabinets | HPP: Access Power Supplies | HP600ULX | 6 amp 12/24 volt UL listed power supply & enclosure | 690 | 324.3
2511 |  | Power Supplies, Batteries, Locks, Cabinets | HPP: Power Distribution Modules | HPACM8 | 8 fused access power controller UL recognized | 207 | 97.29
2512 |  | Public Address System | INTEVIO | HMC-K4 | Call Station Extension Keypad with 4 programmable buttons. Each button has protection cover. | 350 | 192.49
2513 |  | Public Address System | INTEVIO | HMC-K8 | Call Station Extension Keypad with 8 programmable buttons | 350 | 192.49
2514 |  | Public Address System | INTEVIO | RK-AMP500-A | High Efficiency Digital Power Amplifier, 500W rated output power, 100V/70V output. Replacing Part No. RK-AMP500 to align with UL. | 1250 | 683.43
2515 |  | Public Address System | INTEVIO | RK-MCU-A | Master Control Unit, built-in 8 speaker line selector & 500W high efficiency Class-D power amplifier. Replacing Part No. RK-MCU to align with UL. | 3390 | 1862.19
2516 |  | Public Address System | INTEVIO | RK-MIC-A | Romote Call Station, 8 preset buttons and 8 configurable buttons, optional gooseneck or PTT. Replacing Part No. RK-MIC to align with UL. | 780 | 426.37
2517 |  | Public Address System | INTEVIO | RK-ZONE24-A | Zone Expander with single audio channel mode, built-in 24 speaker line selector, 24 dry contact inputs. Replacing Part No. RK-ZONE24 to align with UL. | 1710 | 940.5
2518 |  | Public Address System | INTEVIO | RK-ZONE8-A | Zone Expander with single or dual audio channel mode, built-in 8 speaker line selector, 8 dry contact inputs/outputs. Replacing Part No. RK-ZONE8 to align with UL. | 1620 | 890.34
2519 |  | Public Address System | LEADWAY SPEAKERS | 30406002 | BRACKET, WORK WITH LM2-PCP06X SERIES, METAL, WHITE, FOR SUSPENDED INSTALLATION. Replacing Part No. LM2-MHA to align with UL. | 5.2 | 2.85
2520 |  | Public Address System | LEADWAY SPEAKERS | LM2-PCP06A(UL) | 5" ceiling speaker 6/3/1.5W,white, ABS. Replacing Part No. LM2-PCP06A to align with UL. Replacing Part No. RK-AMP500 to align with UL. | 25.5 | 13.79
2521 |  | Public Address System | LEADWAY SPEAKERS | LM2-PCP06B(UL) | 5" ceiling speaker, 6/3/1.5W,white, ABS, ABS dome. Replacing Part No. LM2-PCP06B to align with UL. | 35 | 19.13
2522 |  | Public Address System | LEADWAY SPEAKERS | LM2-PCP06C(UL) | 5'' ceiling speaker, 6/3/1.5W, white,ABS, moisture-proof IP54. Replacing Part No. LM2-PCP06C to align with UL. | 31.5 | 17.25
2523 |  | Public Address System | LEADWAY SPEAKERS | LM2-PM | Flame-proof ABS back dome, work with LM2-PCP06A/LM2-PCP06C | 8.95 | 4.92
2524 |  | Public Address System | LEADWAY SPEAKERS | L-PBM20A(UL) | Bidirectional projection speaker, 20/10/5/2.5W, white, aluminum. Replacing Part No. L-PBM20A to align with UL. | 164 | 89.66
2525 |  | Public Address System | LEADWAY SPEAKERS | L-PCM06B | 6.5'' ceiling speaker, 6/3W, white, metal, metal dome. | 42 | 22.89
2526 |  | Public Address System | LEADWAY SPEAKERS | L-PCP20A | 6" ceiling speaker, 20W, white, ABS | 84 | 46.09
2527 |  | Public Address System | LEADWAY SPEAKERS | L-PJM10A(UL) | Unidirectional projection speaker, 10/5/2.5/1.25W, white, aluminum. Replacing Part No. L-PJM10A to align with UL. | 148 | 80.89
2528 |  | Public Address System | LEADWAY SPEAKERS | L-PJM20A(UL) | Unidirectional projection speaker, 20/10/5/2.5W, white, aluminum. Replacing Part. No. L-PJM20A to align with UL. | 150 | 82.15
2531 |  | Public Address System | LEADWAY SPEAKERS | L-POM20A(UL) | Outdoor Column speaker, 20/10/5/2.5W, white, aluminum. Replacing Part. No. L-POM20A to align with UL. | 222 | 121.65
2532 |  | Public Address System | LEADWAY SPEAKERS | L-POM40A(UL) | Outdoor Column speaker, 40/20/10/5W, white, aluminum. Replacing Part. No. L-POM40A to align with UL. | 297 | 163.02
1172 |  | Public Address System | LEADWAY SPEAKERS | L-POM80A(UL) | Outdoor Column speaker, 80/40/20/10W, White, aluminum. Replacing Part. No. L-POM80A to align with UL. | 459 | 252.05
1173 |  | Public Address System | LEADWAY SPEAKERS | L-PWP40A(UL) | Wall mount cabinet speaker, 40/20/10W, white, ABS. Replacing Part. No. L-PWP40A to align with UL. | 119 | 65.22
1174 |  | Public Address System | LEADWAY SPEAKERS | L-PWP40B(UL) | Wall mount cabinet speaker, 40/20/10W, black, ABS. Replacing Part. No. L-PWP40B to align with UL. | 121 | 66.47
1175 |  | Public Address System | LEADWAY SPEAKERS | L-PWP60A(UL) | Wall mount cabinet speaker, 60/30/15W, white, ABS. Replacing Part. No. L-PWP60A to align with UL. | 166 | 90.92
1176 |  | Public Address System | LEADWAY SPEAKERS | L-VCM6B/EN(UL) | 5" Fire proof metal ceiling speaker, 6/3/1.5/0.75W, red fire dome, EN54-24. Replacing Part. No. L-VCM6B/EN to align with UL. | 78 | 42.65
1177 |  | Public Address System | X-618 | HN-PTT | Push-To-Talk microphone | 156 | 85.27
1248 |  | Public Address System | X-618 | HN-SDB40 | Professional TTS speech engine (Standard: male & female voice in English; Other languages require separate quotation) | 32520 | 17882.04
1249 |  | Public Address System | X-618 | X-DA1500EN-A | High efficiency Class D power amplifier, 1x500W, 100V/70 output, with 100 - 240 VAC input and 24 VDC backup power supply. Replacing Part No. X-DA1500EN to align with UL. | 1670 | 915.42
1265 |  | Public Address System | X-618 | X-DA2250EN-A | High efficiency Class D power amplifier, 2x250W, 100V/70 output, with 100 - 240 VAC input and 24 VDC backup power supply. Replacing Part No. X-DA2250EN to align with UL. | 1930 | 1059.63
1275 |  | Public Address System | X-618 | X-DA4125EN-A | High efficiency Class D power amplifier, 4x125W, 100V/70 output, with 100 - 240 VAC input and 24 VDC backup power supply. Replacing Part No. X-DA4125EN to align with UL. | 2340 | 1285.35
1276 |  | Public Address System | X-618 | X-DCS3000-A | Digital Integrated System Manager, 8 Zones, Multi-Functional Integration, without PTT microphone. Replacing Part No. X-DCS3000 to align with UL. | 3310 | 1818.3
1281 |  | Public Address System | X-618 | X-K4 | 4-button keypad extension unit for X-NPMS | 885 | 485.94
1618 |  | Public Address System | X-618 | X-K8(EX) | 8-button keypad extension unit for X-NPMS. Replacing Part No. X-K8 to align with UL. | 1050 | 573.72
1620 |  | Public Address System | X-618 | X-ND100(UL) | Digital noise detector. Replacing Part No.X-ND100 to align with UL. | 281 | 154.24
781 |  | Public Address System | X-618 | X-NPMS | Configurable Network Paging Console, 7" TFT touch screen, suitable for desktop flush mount | 1540 | 846.45
792 |  | Public Address System | X-618 | X-NRI/EN-A | Network Resource Interface, 4 channels network audio source, 32 dry contacts in and 8 dry contacts out. Replacing Part NoX-NRI/EN to align with UL. | 3170 | 1743.06
1608 |  | Public Address System | X-618 | X-SP2000 | X-SMART System Resource Platform (Server) | 3320 | 1824.57
1610 |  | Public Address System | X-618 | X-SPT900 | X-SMART Med to Small Project System Management Software Package (Include 1 sever and 1 client interface) | 2060 | 1128.6
1611 |  | Public Address System | X-618 | X-ST2000 | X-SMART Client Interface | 780 | 426.36
1612 |  | Standalone Voice Evacuation | FireVac® IV Systems & Accessories | 150-00026 | Firevac® IV voice evacuation system, 50 watt, stand alone | 3250 | 1527.5
1613 |  | Standalone Voice Evacuation | FireVac® IV Systems & Accessories | 150-00027 | Firevac® IV voice evacuation system, 4-channel, 50 watt | 4330 | 2035.1
1683 |  | Standalone Voice Evacuation | FireVac® IV Systems & Accessories | 151-00023 | Zone splitter, Firevac® IV (for expansion or replacement) | 925 | 434.75
1793 |  | Standalone Voice Evacuation | FireVac® IV Systems & Accessories | 151-00027 | Remote microphone station | 835 | 392.45
1795 |  | Standalone Voice Evacuation | FireVac® IV Systems & Accessories | 151-00028 | Line transformer (converts 25 VRMS to 70 VRMS) | 395 | 185.65
219 | Discontinued | Video Smoke Detection | D-Tec FireVu VSD (4 - 6 week lead time) | DM/ICE | DISCONTINUED | 0 | 0
363 | Discontinued | Video Smoke Detection | D-Tec FireVu VSD (4 - 6 week lead time) | FIREVU | DISCONTINUED | 0 | 0
364 | Discontinued | Video Smoke Detection | D-Tec FireVu VSD (4 - 6 week lead time) | FIREVU-DEMO | DISCONTINUED | 0 | 0
366 | Discontinued | Video Smoke Detection | D-Tec FireVu VSD (4 - 6 week lead time) | VSD-COMMISSION | DISCONTINUED | 0 | 0
764 | Discontinued | Video Smoke Detection | D-Tec FireVu VSD (4 - 6 week lead time) | VSD-LICENSE | DISCONTINUED | 0 | 0
765 | Discontinued | Video Smoke Detection | D-Tec FireVu VSD (4 - 6 week lead time) | VSD-PROJMGMT | DISCONTINUED | 0 | 0
766 |  | Wide-Area MNS | Eaton High Powered Speaker Arrays | HPSA-7102-R | HIGH POWERED SPKR ARRAY, Wired, 2 HORNS, 200W | 39360 | 20856.98
767 |  | Wide-Area MNS | Eaton High Powered Speaker Arrays | HPSA-7104-R | HIGH POWERED SPKR ARRAY, Wired, 4 HORNS, 400W | 44730 | 23702.77
768 |  | Wide-Area MNS | Eaton High Powered Speaker Arrays | HPSA-7106-R | HIGH POWERED SPKR ARRAY, Wired, 6 HORNS, 600W | 50450 | 26735.85
769 |  | Wide-Area MNS | Eaton High Powered Speaker Arrays | HPSA-7108-R | HIGH POWERED SPKR ARRAY, Wired, 8 HORNS, 800W | 55820 | 29581.63
857 |  | Wide-Area MNS | Eaton HPSA-7100 Accessories | CAB-SPKR-KIT | KIT, BULK, 500ft SPEAKER CABLE, TERMINALS | 3390 | 1794.47
862 |  | Wide-Area MNS | Eaton HPSA-7100 Accessories | HPSA-7100-V-KIT | Audio Input for 100V and 70.7V applications | 151 | 79.75
960 |  | Wide-Area MNS | Eaton HPSA-7100 Accessories | HPSA-MIC | HPSA MICROPHONE ASSEMBLY | 925 | 489.4
987 |  | Wide-Area MNS | Eaton HPSA-7100 Accessories | HRNMT-100 | KIT, HORN MNTG, SIDE OF WOODEN POLE | 7790 | 4126.69
990 |  | Wide-Area MNS | Eaton HPSA-7100 Accessories | HRNMT-250 | KIT, HORN MNTG, ROOF SLED, 11' MAST | 7930 | 4199.19
991 |  | Wide-Area MNS | Eaton HPSA-7100 Accessories | K08-00154 | POLE CAP, WELDMENT, HPSA | 2260 | 1196.32
992 |  | Wide-Area MNS | Eaton HPSA-7100 Accessories | K08-00155 | MOUNT, HORN, WELDMENT, HPSA, 105" | 3280 | 1734.05
997 |  | Wide-Area MNS | Eaton HPSA-7100 Accessories | K09-00001 | SIGN,"DANGER EAR PROTECTION REQUIRED" | 186 | 98.48
1012 |  | Wide-Area MNS | Eaton HPSA-7100 Accessories | M37-00056 | KIT, FLOOR MOUNT STAND SERIES HPSA | 3270 | 1728.01
1072 |  | Wide-Area MNS | HyperSpike - Accessories | 72377B-801 | TCPA-10 Wall Mount Bracket | 273 | 211.58
1073 |  | Wide-Area MNS | HyperSpike - Accessories | 72378B-801 | TPCA-10 Dual Unit Mounting Adapter | 55.5 | 43.01
1074 |  | Wide-Area MNS | HyperSpike - Accessories | 74014A-SK15 | MA-Micro or MA-1 emitter head ceiling mount | 815 | 631.63
1075 |  | Wide-Area MNS | HyperSpike - Accessories | 90136A-HDW-801 | TCPA Directional Single Mount Bracket | 383 | 296.83
1076 |  | Wide-Area MNS | HyperSpike - Accessories | 90136A-HDW-802 | TCPA Directional Wall Mount | 700 | 542.5
1077 |  | Wide-Area MNS | HyperSpike - Accessories | 90136A-HDW-803 | TCPA-4 Horn Mounting Bracket | 3150 | 2441.26
1078 |  | Wide-Area MNS | HyperSpike - Accessories | 90171A-801 | MA-1 standalone amplifier (Crown 6002 XTi) | 7170 | 5556.76
1079 |  | Wide-Area MNS | HyperSpike - Accessories | 90171A-802 | MA-2 standalone amplifier (Crown 6002 XTi) | 7170 | 5556.76
1080 |  | Wide-Area MNS | HyperSpike - Accessories | 90172A-801 | TCPA Standalone amplifier (Crown 4002 XTi) | 4280 | 3317.01
1081 |  | Wide-Area MNS | HyperSpike - Accessories | 90172A-805 | MA-Micro standalone amplifier (Crown 4002 XTi) | 4280 | 3317.01
1082 |  | Wide-Area MNS | HyperSpike - Accessories | 90172A-806 | UL Omni standalone amplifier (Crown 4002 XTi) | 4280 | 3317.01
1083 |  | Wide-Area MNS | HyperSpike - Accessories | 90179A-801 | 70V constant-voltage transformer | 1260 | 976.51
1084 |  | Wide-Area MNS | HyperSpike - Accessories | 90209A-801 | MA Series Wall Mount Kit | 1260 | 976.51
1085 |  | Wide-Area MNS | HyperSpike - Accessories | 90209A-802 | Pole-Mount Kit. Bolts to steel or wooden pole. Additional support and guy wires may be necessary | 2010 | 1557.75
1086 |  | Wide-Area MNS | HyperSpike - Accessories | 90209A-803 | MA-1 and MA-2 Emitter head wall-mount bracket & installation kit To be used with 1,2,3 Sided option only | 1200 | 930.01
1087 |  | Wide-Area MNS | HyperSpike - Accessories | 90209A-804 | MA Series tripod mounting system. 10' tripod with 14' mast. Additional support and guy wires may be necessary | 2290 | 1774.76
1088 |  | Wide-Area MNS | HyperSpike - Accessories | 92010A-801 | Tripod - Heavy Duty | 1160 | 899.01
1089 |  | Wide-Area MNS | HyperSpike - Accessories | 92028A-1-02 | MA-1 Tan Protective Speaker Cover | 304 | 235.61
1090 |  | Wide-Area MNS | HyperSpike - Accessories | 92028A-1-04 | MA-1 Gray Protective Speaker Cover | 304 | 235.61
1091 |  | Wide-Area MNS | HyperSpike - Accessories | 92028A-2-02 | MA-2 Tan Protective Speaker Cover | 349 | 270.48
1092 |  | Wide-Area MNS | HyperSpike - Accessories | 92028A-2-04 | MA-2 Gray Protective Speaker Cover | 349 | 270.48
1093 |  | Wide-Area MNS | HyperSpike - MA Micro | 90145A-801-02-L | MA-Micro series medium power 650 Watt omni-directional loudspeaker assembly. Eye-bolt or 2" mast mount. Order 70V constant-voltage transformer separately. UL 1480A, CID2 certified. Tan. | 5500 | 4262.51
1094 |  | Wide-Area MNS | HyperSpike - MA Micro | 90145A-801-04-L | MA-Micro series medium power 650 Watt omni-directional loudspeaker assembly. Eye-bolt or 2" mast mount. Order 70V constant-voltage transformer separately. UL 1480A, CID2 certified. Gray | 5500 | 4262.51
1095 | New | Wide-Area MNS | HyperSpike - MA Micro | 90240A-801 | HS ENCOMPASS MA MICRO AMPLIFIER CABINET | 14520 | 11325.6
1096 | New | Wide-Area MNS | HyperSpike - MA Micro | 90240A-804 | HS ENCOMPASS MA 960W AMPLIFIER CABINET | 17450 | 13611
1097 |  | Wide-Area MNS | HyperSpike - MA-1 | 90105A-801-02-L | MA-1 Series 1600 Watt speaker head. UL 1480A, CID2, Tan (5 of 5 Active Panels) | 24230 | 18778.26
1098 |  | Wide-Area MNS | HyperSpike - MA-1 | 90105A-801-04-L | MA-1 Series 1600 Watt speaker head. UL 1480A, CID2, Gray (5 of 5 Active Panels) | 24230 | 18778.26
1099 |  | Wide-Area MNS | HyperSpike - MA-1 | 90105A-802-02-L | MA-1 Series 960 Watt speaker head. UL 1480A, CID2, Tan (3 of 5 Active Panels) | 14790 | 11462.26
1100 |  | Wide-Area MNS | HyperSpike - MA-1 | 90105A-802-04-L | MA-1 Series 960 Watt speaker head. UL 1480A, CID2, Gray (3 of 5 Active Panels) | 14790 | 11462.26
1101 |  | Wide-Area MNS | HyperSpike - MA-1 | 90105A-803-02-L | MA-1 Series 640 Watt speaker head. UL 1480A, CID2, Tan (2 of 5 Active Panels) | 12330 | 9555.75
1102 |  | Wide-Area MNS | HyperSpike - MA-1 | 90105A-803-04-L | MA-1 Series 640 Watt speaker head. UL 1480A, CID2, Gray (2 of 5 Active Panels) | 12330 | 9555.75
1103 |  | Wide-Area MNS | HyperSpike - MA-1 | 90105A-804-02-L | MA-1 Series 320 Watt speaker head. UL 1480A, CID2, Tan (1 of 5 Active Panels) | 9620 | 7455.5
1104 |  | Wide-Area MNS | HyperSpike - MA-1 | 90105A-804-04-L | MA-1 Series 320 Watt speaker head. UL 1480A, CID2, Gray (1 of 5 Active Panels) | 9620 | 7455.5
1105 | New | Wide-Area MNS | HyperSpike - MA-1 | 90223A-801-02-L | ENCOMPASS MA1 1600W UL CID2 SPEAKER-TAN | 23710 | 18493.8
1106 | New | Wide-Area MNS | HyperSpike - MA-1 | 90223A-801-04-L | ENCOMPASS MA1 1600W UL CID2 SPEAKER-GRAY | 23710 | 18493.8
1107 | New | Wide-Area MNS | HyperSpike - MA-1 | 90223A-802-02-L | HS ENCOMPASS MA1 960W UL CID2 SPEAKER-TAN | 14470 | 11286.6
1108 | New | Wide-Area MNS | HyperSpike - MA-1 | 90223A-802-04-L | HS ENCOMPASS MA1 960W UL CID2 SPEAKER-GRY | 14470 | 11286.6
1109 | New | Wide-Area MNS | HyperSpike - MA-1 | 90223A-803-02-L | HS ENCOMPASS MA1 640W UL CID2 SPEAKER-TAN | 12080 | 9422.4
1110 | New | Wide-Area MNS | HyperSpike - MA-1 | 90223A-803-04-L | HS ENCOMPASS MA1 640W UL CID2 SPEAKER-GRY | 12080 | 9422.4
1111 | New | Wide-Area MNS | HyperSpike - MA-1 | 90223A-804-02-L | HS ENCOMPASS MA1 320W UL CID2 SPEAKER-TAN | 9410 | 7339.8
1112 | New | Wide-Area MNS | HyperSpike - MA-1 | 90223A-804-04-L | HS ENCOMPASS MA1 320W UL CID2 SPEAKER-GRY | 9410 | 7339.8
1113 | New | Wide-Area MNS | HyperSpike - MA-1 | 90240A-802 | HS ENCOMPASS MA-1 320W AMPLIFIER CABINET | 14520 | 11325.6
1114 | New | Wide-Area MNS | HyperSpike - MA-1 | 90240A-805 | HS ENCOMPASS MA-1 1600W AMPLIFIER CABINET | 19650 | 15327
1115 |  | Wide-Area MNS | HyperSpike - MA-2 | 90080A-801-02-L | MA-2 Series 3200 Watt speaker head. UL 1480A, CID2, Tan, (5 of 5 Active Panels) | 42360 | 32829.01
1116 |  | Wide-Area MNS | HyperSpike - MA-2 | 90080A-801-04-L | MA-2 Series 3200 Watt speaker head. UL 1480A, CID2, Gray, (5 of 5 Active Panels) | 42360 | 32829.01
1117 |  | Wide-Area MNS | HyperSpike - MA-2 | 90080A-802-02-L | MA-2 Series 1920 Watt speaker head. UL 1480A, CID2, Tan, (3 of 5 Active Panels) | 25160 | 19499
1119 |  | Wide-Area MNS | HyperSpike - MA-2 | 90080A-802-04-L | MA-2 Series 1920 Watt speaker head. UL 1480A, CID2, Gray, (3 of 5 Active Panels) | 25160 | 19499
1120 |  | Wide-Area MNS | HyperSpike - MA-2 | 90080A-803-02-L | MA-2 Series 1280 Watt speaker head. UL 1480A, CID2, Tan, (2 of 5 Active Panels) | 20020 | 15515.51
1121 |  | Wide-Area MNS | HyperSpike - MA-2 | 90080A-803-04-L | MA-2 Series 1280 Watt speaker head. UL 1480A, CID2, Gray, (2 of 5 Active Panels) | 20020 | 15515.51
1122 |  | Wide-Area MNS | HyperSpike - MA-2 | 90080A-804-02-L | MA-2 Series 640 Watt speaker head. UL 1480A, CID2, Tan, (1 of 5 Active Panels) | 14290 | 11074.76
1123 |  | Wide-Area MNS | HyperSpike - MA-2 | 90080A-804-04-L | MA-2 Series 640 Watt speaker head. UL 1480A, CID2, Gray, (1 of 5 Active Panels) | 14290 | 11074.76
1124 | New | Wide-Area MNS | HyperSpike - MA-2 | 90224A-801-02-L | ENCOMPASS MA2 UL CID2 3200W SPEAKER-TAN | 41450 | 32331
1125 | New | Wide-Area MNS | HyperSpike - MA-2 | 90224A-801-04-L | ENCOMPASS MA2 3200W UL CID2 SPEAKER-GRAY | 41450 | 32331
1126 | New | Wide-Area MNS | HyperSpike - MA-2 | 90224A-802-02-L | ENCOMPASS MA2 UL CID2 1920W SPEAKER-TAN | 24620 | 19203.6
1127 | New | Wide-Area MNS | HyperSpike - MA-2 | 90224A-802-04-L | ENCOMPASS MA2 1920W UL CID2 SPEAKER-GRAY | 24620 | 19203.6
1128 | New | Wide-Area MNS | HyperSpike - MA-2 | 90224A-803-02-L | ENCOMPASS MA2 1280W UL CID2 SPEAKER-TAN | 19570 | 15264.6
1129 | New | Wide-Area MNS | HyperSpike - MA-2 | 90224A-803-04-L | ENCOMPASS MA2 1280W UL CID2 SPEAKER-GRAY | 19570 | 15264.6
1130 | New | Wide-Area MNS | HyperSpike - MA-2 | 90224A-804-02-L | HS ENCOMPASS MA2 640W UL CID2 SPEAKER-TAN | 13990 | 10912.2
1131 | New | Wide-Area MNS | HyperSpike - MA-2 | 90224A-804-04-L | ENCOMPASS MA2 960W UL CID2 SPEAKER-GRAY | 13990 | 10912.2
1132 | New | Wide-Area MNS | HyperSpike - MA-2 | 90240A-808 | HS ENCOMPASS MA-2 3200W AMPLIFIER CABINET | 26910 | 20989.8
1133 |  | Wide-Area MNS | HyperSpike - Omni HPSA | 90185A-801-04-A | Medium Power UL Rated Omni-directional loudspeaker assembly with selectable power taps for 50W/100W/200W. 70V Drive. Gray with red alert label. | 4870 | 3774.25
1134 |  | Wide-Area MNS | HyperSpike - Omni HPSA | 90185A-801-04-F | Medium Power UL Rated Omni-directional loudspeaker assembly with selectable power taps for 50W/100W/200W. 70V Drive. Gray with red fire label. | 4870 | 3774.25
1135 |  | Wide-Area MNS | HyperSpike - Omni HPSA | 90185A-801-04-N | Medium Power UL Rated Omni-directional loudspeaker assembly with selectable power taps for 50W/100W/200W. 70V Drive. Gray with no label. | 4870 | 3774.25
1136 |  | Wide-Area MNS | HyperSpike - Omni HPSA | 90185A-801-05-A | Medium Power UL Rated Omni-directional loudspeaker assembly with selectable power taps for 50W/100W/200W. 70V Drive. Red with white alert label. | 4870 | 3774.25
1137 |  | Wide-Area MNS | HyperSpike - Omni HPSA | 90185A-801-05-F | Medium Power UL Rated Omni-directional loudspeaker assembly with selectable power taps for 50W/100W/200W. 70V Drive. Red with white fire label. | 4870 | 3774.25
1138 |  | Wide-Area MNS | HyperSpike - Omni HPSA | 90185A-801-05-N | Medium Power UL Rated Omni-directional loudspeaker assembly with selectable power taps for 50W/100W/200W. 70V Drive. Red with no label. | 4870 | 3774.25
1139 |  | Wide-Area MNS | HyperSpike - Omni HPSA | 90185A-801-06-A | Medium Power UL Rated Omni-directional loudspeaker assembly with selectable power taps for 50W/100W/200W. 70V Drive. White with red alert label. | 4870 | 3774.25
1140 |  | Wide-Area MNS | HyperSpike - Omni HPSA | 90185A-801-06-F | Medium Power UL Rated Omni-directional loudspeaker assembly with selectable power taps for 50W/100W/200W. 70V Drive. White with red fire label. | 4870 | 3774.25
1141 |  | Wide-Area MNS | HyperSpike - Omni HPSA | 90185A-801-06-N | Medium Power UL Rated Omni-directional loudspeaker assembly with selectable power taps for 50W/100W/200W. 70V Drive. White with no label. | 4870 | 3774.25
1142 |  | Wide-Area MNS | HyperSpike - TCPA Directional | 90136A-801 | TCPA Directional; Medium Power 200 Watt Indoor/Outdoor directional (70x80 degree) loudspeaker. Order 70V constant-voltage transformer separately. | 5870 | 4549.26
1143 |  | Wide-Area MNS | HyperSpike - TCPA Directional | 90136A-TCPA-4 | Qty 4 TCPA Directional speaker 4-horn array with 4-up mounting bracket, 4 x single horn mounting adapters, 4 x adjustable interface bracket. Order 70V constant-voltage transformer separately. | 26530 | 20560.75
1144 |  | Wide-Area MNS | HyperSpike - TCPA-10 | 90215A-801-01-L | TCPA-10 Distributed Audio speaker. Five field-selectable power taps that run off of 25V, 70V, and 100VRMS audio systems. Taps can easily be changed by turning a knob. Integrated DC blocking capacitor allows the fire alarm control panel to conduct circuit supervision. UL 1480 listed and CID2 certified. Black | 2430 | 1883.25
1145 |  | Wide-Area MNS | HyperSpike - TCPA-10 | 90215A-801-04-L | TCPA-10 Distributed Audio speaker. Five field-selectable power taps that run off of 25V, 70V, and 100VRMS audio systems. Taps can easily be changed by turning a knob. Integrated DC blocking capacitor allows the fire alarm control panel to conduct circuit supervision. UL 1480 listed and CID2 certified. Gray | 2430 | 1883.26
1146 |  | Wide-Area MNS | HyperSpike - TCPA-10 | 90215A-801-05-L | TCPA-10 Distributed Audio speaker. Five field-selectable power taps that run off of 25V, 70V, and 100VRMS audio systems. Taps can easily be changed by turning a knob. Integrated DC blocking capacitor allows the fire alarm control panel to conduct circuit supervision. UL 1480 listed and CID2 certified. Red | 2430 | 1883.26
1147 |  | Wide-Area MNS | HyperSpike - TCPA-10 | 90215A-801-06-L | TCPA-10 Distributed Audio speaker. Five field-selectable power taps that run off of 25V, 70V, and 100VRMS audio systems. Taps can easily be changed by turning a knob. Integrated DC blocking capacitor allows the fire alarm control panel to conduct circuit supervision. UL 1480 listed and CID2 certified. White | 2430 | 1883.26
1148 |  | Wide-Area MNS | HyperSpike - TCPA-10 | 90219A-801-01-L | TCPA-10 8 Ohm speaker. UL 1480 listed and CID2 certified. Compatible with public address systems. Black | 2230 | 1728.25
1149 |  | Wide-Area MNS | HyperSpike - TCPA-10 | 90219A-801-04-L | TCPA-10 8 Ohm speaker. UL 1480 listed and CID2 certified. Compatible with public address systems. Gray | 2230 | 1728.25
1150 |  | Wide-Area MNS | HyperSpike - TCPA-10 | 90219A-801-05-L | TCPA-10 8 Ohm speaker. UL 1480 listed and CID2 certified. Compatible with public address systems. Red | 2230 | 1728.25
1151 |  | Wide-Area MNS | HyperSpike - TCPA-10 | 90219A-801-06-L | TCPA-10 8 Ohm speaker. UL 1480 listed and CID2 certified Compatible with public address systems. White | 2230 | 1728.25
1152 |  | Wide-Area MNS | HyperSpike - TCPA-10 | 90219A-802-01-L | TCPA-10 4 Ohm speaker. UL 1480 listed and CID2 certified. Compatible with public address systems. Black | 3150 | 2441.26
1153 |  | Wide-Area MNS | HyperSpike - TCPA-10 | 90219A-802-04-L | TCPA-10 4 Ohm speaker. UL 1480 listed and CID2 certified. Compatible with public address systems. Gray | 2790 | 2162.26
1154 |  | Wide-Area MNS | HyperSpike - TCPA-10 | 90219A-802-05-L | TCPA-10 4 Ohm speaker. UL 1480 listed and CID2 certified. Compatible with public address systems. Red | 2790 | 2162.26
1155 |  | Wide-Area MNS | HyperSpike - TCPA-10 | 90219A-802-06-L | TCPA-10 4 Ohm speaker. UL 1480 listed and CID2 certified. Compatible with public address systems. White | 2790 | 2162.26
1156 | New | Wide-Area MNS | HyperSpike Accessories | 72354B-801 | LIGHT DUTY TRIPOD | 450 | 348.75
1157 | New | Wide-Area MNS | HyperSpike Accessories | 72538B-801 | HS-ENCOMPASS FLOOR PEDESTAL KIT | 700 | 542.5
1158 | New | Wide-Area MNS | HyperSpike Accessories | 72539B-801 | HS-ENCOMPASS WALL MOUNT | 2160 | 1684.8
1159 | New | Wide-Area MNS | HyperSpike Accessories | 72540B-801 | HS-ENCOMPASS POLE MOUNT | 900 | 697.51
1160 | New | Wide-Area MNS | HyperSpike Accessories | 72542B-801-L | UL TRANSFORMER BOX, HIGH POWER SINGLE CHANNEL - LINE WAVE | 810 | 627.75
1163 | New | Wide-Area MNS | HyperSpike Accessories | 72542B-802-L | UL TRANSFORMER BOX, HIGH POWER DUAL CHANNEL - LINE WAVE | 1080 | 837
1165 | New | Wide-Area MNS | HyperSpike Accessories | 72551B-801 | HS-ENCOMPASS 25/50/75V TRANSFORMER | 610 | 472.76
1166 | New | Wide-Area MNS | HyperSpike Accessories | 72575B-801-L | UL TRANSFORMER BOX, LOWER POWER - LINE WAVE | 419 | 324.73
1168 | New | Wide-Area MNS | HyperSpike Accessories | 72581B-801 | LINE WAVE POLE MOUNT KIT | 250 | 193.76
1169 | New | Wide-Area MNS | HyperSpike Accessories | 90240A-803 | HS ENCOMPASS 640W AMPLIFIER CABINET | 15780 | 12308.4
1170 | New | Wide-Area MNS | HyperSpike Accessories | 90240A-806 | HS ENCOMPASS MA-2 1280W AMPLIFIER CABINET | 21170 | 16406.75
2060 | New | Wide-Area MNS | HyperSpike Accessories | 90240A-807 | HS ENCOMPASS MA-2 1920W AMPLIFIER CABINET | 24400 | 18910
2440 | New | Wide-Area MNS | HyperSpike Accessories | 90243A-801-01-L | LINE WAVE 2 UL SPEAKER - BLACK | 730 | 565.76
2559 | New | Wide-Area MNS | HyperSpike Accessories | 90243A-801-05-L | LINE WAVE 2 UL SPEAKER - RED | 730 | 569.4
2648 | New | Wide-Area MNS | HyperSpike Accessories | 90243A-801-06-L | LINE WAVE 2 UL SPEAKER - WHITE | 730 | 565.76
2649 | New | Wide-Area MNS | HyperSpike Accessories | 90243A-801-07-L | LINE WAVE 2 UL SPEAKER - SILVER GREY | 730 | 569.4
2650 | New | Wide-Area MNS | HyperSpike Accessories | 90243A-802-01-L | LINE WAVE 4 UL SPEAKER - BLACK | 955 | 740.13
2651 | New | Wide-Area MNS | HyperSpike Accessories | 90243A-802-05-L | LINE WAVE 4 UL SPEAKER - RED | 955 | 740.13
2652 | New | Wide-Area MNS | HyperSpike Accessories | 90243A-802-06-L | LINE WAVE 4 UL SPEAKER - WHITE | 955 | 740.13
2653 | New | Wide-Area MNS | HyperSpike Accessories | 90243A-802-07-L | LINE WAVE 4 UL SPEAKER - SILVER GREY | 1030 | 1026
2654 | New | Wide-Area MNS | HyperSpike Accessories | 90243A-803-01-L | LINE WAVE 8 UL SPEAKER - BLACK | 1550 | 1201.26
2659 | New | Wide-Area MNS | HyperSpike Accessories | 90243A-803-05-L | LINE WAVE 8 UL SPEAKER - RED | 1550 | 1201.25
2660 | New | Wide-Area MNS | HyperSpike Accessories | 90243A-803-06-L | LINE WAVE 8 UL SPEAKER - WHITE | 1550 | 1201.25
2661 | New | Wide-Area MNS | HyperSpike Accessories | 90243A-803-07-L | LINE WAVE 8 UL SPEAKER - SILVER GREY | 1550 | 1209
2662 | New | Wide-Area MNS | HyperSpike Accessories | 90243A-804-01-L | LINE WAVE 16 UL SPEAKER - BLACK | 2380 | 1844.5
2663 | New | Wide-Area MNS | HyperSpike Accessories | 90243A-804-05-L | LINE WAVE 16 UL SPEAKER - RED | 2380 | 1844.5
2664 | New | Wide-Area MNS | HyperSpike Accessories | 90243A-804-06-L | LINE WAVE 16 UL SPEAKER - WHITE | 2380 | 1844.5
2665 | New | Wide-Area MNS | HyperSpike Accessories | 90243A-804-07-L | LINE WAVE 16 UL SPEAKER - SILVER GREY | 2380 | 1844.51
| New | Wide-Area MNS | HyperSpike Encompass | 90250A-801 | Encompass LT 300W Electronics Control Cabinet | 5270 | 4084.25
| New | Wide-Area MNS | HyperSpike Encompass | 90250A-802 | Encompass LT 600W Electronics Control Cabinet | 7600 | 5890
| New | Wide-Area MNS | HyperSpike Encompass | 90272A-801 | Encompass LT 300W ECC, IP Based | 5990 | 4642.25
| New | Wide-Area MNS | HyperSpike Encompass | 90272A-802 | Encompass LT 600W ECC, IP Based | 8310 | 6440.25
| New | Wide-Area MNS | HyperSpike Accessories | 72587B-801 | TCPA-10 Mounting Plate to accommodate 4 TCPA-10 speakers arranged in an omni-directional cluster. | 1190 | 922.25
| New | Wide-Area MNS | HyperSpike Accessories | 72575B-801 | LineWave Distributed Audio Transformer Box for LineWave 2X & 4X. Should be used whenever connecting to a distributed audio system. | 347 | 268.93
| New | Wide-Area MNS | HyperSpike Accessories | 72542B-801 | LineWave Distributed Audio Transformer Box for LineWave 8X. Should be used whenever connecting to a distributed audio system. | 675 | 523.13
| New | Wide-Area MNS | HyperSpike Accessories | 72542B-802 | LineWave Distributed Audio Transformer Box for LineWave 16X. Should be used whenever connecting to a distributed audio system. | 870 | 674.25
| New | Wide-Area MNS | HyperSpike Accessories | 42155A-801 | 50 Ft Speaker Cable Assembly (connectorized version only) | 1190 | 922.25
| New | Wide-Area MNS | HyperSpike Accessories | 42155A-802 | 75 Ft Speaker Cable Assembly (connectorized version only) | 850 | 658.75
| New | Wide-Area MNS | HyperSpike - TCPA-10 | 90199A-801-01 | HS-10C Portable Acoustic Hailing Device BLK | 4320 | 3348
| New | Intercom- Industrial Security | Zenitel | 1008111010 | Turbine Compact IP Standard-1 | 1320 | 1029.6
| New | Intercom- Industrial Security | Zenitel | 1008111020 | Turbine Compact IP Standard-2 | 1320 | 1029.6
| New | Intercom- Industrial Security | Zenitel | 1008111030 | Turbine Compact IP Standard-3 | 1160 | 904.8
| New | Intercom- Industrial Security | Zenitel | 1008111040 | Turbine Compact IP Standard-4 | 1400 | 1092
| New | Intercom- Industrial Security | Zenitel | 1008111050 | Turbine Compact IP Standard-5 | 1530 | 1193.4
| New | Intercom- Industrial Security | Zenitel | 1008111060 | Turbine Compact IP Standard-6 | 1670 | 1302.6
| New | Intercom- Industrial Security | Zenitel | 1008315020 | Turbine Compact IP Video-2+ | 2480 | 1934.4
| New | Intercom- Industrial Security | Zenitel | 1008315030 | Turbine Compact IP Video-3+ | 2250 | 1755
| New | Intercom- Industrial Security | Zenitel | 1008315050 | Turbine Compact IP Video-5+ | 2730 | 2129.4
| New | Intercom- Industrial Security | Zenitel | 1008315060 | Turbine Compact IP Video-6+ | 2710 | 2113.8
| New | Intercom- Industrial Security | Zenitel | 1008116010 | Turbine Mini IP Standard-1 | 895 | 698.1
| New | Intercom- Industrial Security | Zenitel | 1008113120 | Package with TCIA-2, TKIA-2 and TKIS-2 | 2060 | 1606.8
| New | Intercom- Industrial Security | Zenitel | 1008140010 | Turbine Compact Onwall Box | 145 | 113.1
| New | Intercom- Industrial Security | Zenitel | 1008140020 | US 2 GANG, Double Depth - 3.5", Flush Back Box, Masonry | 38 | 29.64
| New | Intercom- Industrial Security | Zenitel | 1008140050 | Turbine Compact, Bracket for US 2 GANG Flush Back Box | 57 | 44.46
| New | Intercom- Industrial Security | Zenitel | 1008140130 | Turbine Mini On Wall Back Box White | 166 | 129.48
| New | Intercom- Industrial Security | Zenitel | 2390020100 | Touchless Sensor with Backbox (For TCIS, TCIV, and TMIS only) | 248 | 193.44
| New | Intercom- Industrial Security | Zenitel | 2390020101 | Touchless Sensor flush mount (For TCIS, TCIV, and TMIS only) | 223 | 173.94
| New | Intercom- Industrial Security | Zenitel | 1008131020 | VoIP Intercom Module | 630 | 491.4
| New | Intercom- Industrial Security | Zenitel | 1008132020 | Turbine Extended Module | 1200 | 936
| New | Intercom- Industrial Security | Zenitel | 1008122010 | Turbine Full-Size Industrial IP Extended-1 | 2620 | 2043.6
| New | Intercom- Industrial Security | Zenitel | 1008122020 | Turbine Full-Size Industrial IP Extended-2 | 2590 | 2020.2
| New | Intercom- Industrial Security | Zenitel | 1008122060 | Turbine Full-Size Industrial IP Extended-6 | 2390 | 1864.2
| New | Intercom- Industrial Security | Zenitel | 1008080310 | Flowire - Ethernet Converter, DC Voltage, Gen2 | 705 | 549.9
| New | Intercom- Industrial Security | Zenitel | 1023533312 | Exigo Handheld Industrial Microphone, Compact (for EAPII/TFIE) | 1620 | 1263.6
| New | Intercom- Industrial Security | Zenitel | AK5850HS | A-Kabel TwinCom Headband Headset ATEX | 530 | 413.4
| New | Intercom- Industrial Security | Zenitel | 1008140225 | 10m cable and plugbox w/PTT for Industrial headset for TFIE | 1290 | 1006.2
| New | Intercom- Industrial Security | Zenitel | 1008140230 | Industrial Handset for Turbine w/PTT (for TFIE) | 1830 | 1427.4
| New | Intercom- Industrial Security | Zenitel | 1008140100 | Connection module with relays for TFIE/EAPII | 463 | 361.14
| New | Intercom- Industrial Security | Zenitel | 3006100088 | Horn Loudspeaker, 20 ohm, 15W | 232 | 180.96
| New | Intercom- Industrial Security | Zenitel | 1008150025 | Cable (10m) and plugbox for headset with PTT for TFIX/EAPFX | 2150 | 1677
| New | Intercom- Industrial Security | Zenitel | 1023533511 | Exigo Handheld Industrial Ex Microphone, 1 Button (for EAPFX/TFIX) | 2850 | 2223
| New | Intercom- Industrial Security | Zenitel | 1008007000 | IP Dual Display Station | 1370 | 1068.6
| New | Intercom- Industrial Security | Zenitel | 1490003010 | ITSV-3 IP Touch Station with Video | 1240 | 967.2
| New | Intercom- Industrial Security | Zenitel | 1008010100 | IP DAK-48 Unit | 1570 | 1224.6
| New | Intercom- Industrial Security | Zenitel | 1008091100 | Wall bracket for desktop | 33.5 | 26.13
| New | Intercom- Industrial Security | Zenitel | 1008097500 | Gooseneck Microphone | 555 | 432.9
| New | Intercom- Industrial Security | Zenitel | 1008097100 | Handset | 735 | 573.3
| New | Intercom- Industrial Security | Zenitel | 2213100000 | Headset Solution - IP Flush Master | 1270 | 990.6
| New | Intercom- Industrial Security | Zenitel | 1008098600 | On wall mount back box | 264 | 205.92
| New | Intercom- Industrial Security | Zenitel | 1008098700 | Flush mount back box | 168 | 131.04
| New | Intercom- Industrial Security | Zenitel | 2810020004 | Desk Stand CRM-V Triple, Handset + Station + DAK48 | 920 | 717.6
| New | Intercom- Industrial Security | Zenitel | 2810020005 | Desk Stand CRM-V Dual, Handset + Station | 795 | 620.1
| New | Intercom- Industrial Security | Zenitel | 2810020006 | Desk Stand CRM-V Single | 685 | 534.3
| New | Intercom- Industrial Security | Zenitel | 1009661001 | 1 x IC-EDGE Station License | 510 | 397.8
| New | Intercom- Industrial Security | Zenitel | 1009661201 | 1 x 1 x IC-EDGE Server-SIP-Client Extension | 505 | 393.9
| New | Intercom- Industrial Security | Zenitel | 1009666000 | Mobile App-Local Mode | 254 | 198.12
| New | Intercom- Industrial Security | Zenitel | 1009662001 | IC-EDGE Server-TelTrunk | 1250 | 975
| New | Intercom- Industrial Security | Zenitel | 5554200001 | PACKAGE PRICE INCLUDING ICX500, RACK SHELF, & PSU UNIT | 2490 | 1942.2
| New | Intercom- Industrial Security | Zenitel | 1002000100 | ICX-500 Intelligent Communication Gateway | 2060 | 1606.8
| New | Intercom- Industrial Security | Zenitel | 1002500010 | Rack shelf for ICX-500 - 19 inch | 311 | 242.58
| New | Intercom- Industrial Security | Zenitel | 1002500020 | Wall mounting bracket for ICX-500 | 88 | 68.64
| New | Intercom- Industrial Security | Zenitel | 1002510000 | PSU, input 85-264 VAC, output 48VDC, DIN-Rail | 121 | 94.38
| New | Intercom- Industrial Security | Zenitel | 1002600000 | ICX-Core for x64 | 2060 | 1606.8
| New | Intercom- Industrial Security | Zenitel | TV2+KIT | IC-EDGE Video Entry Kit - ITSV-3 / TCIV-2+ / TA-1 | 1580 | 1232.4
| New | Intercom- Industrial Security | Zenitel | TV3+KIT | IC-EDGE Video Entry Kit - ITSV-3 / TCIV-3+ / TA-1 | 3280 | 2558.4
| New | Intercom- Industrial Security | Zenitel | 1002600100 | IP-station license | 520 | 405.6
| New | Intercom- Industrial Security | Zenitel | 1002600200 | IP-station license, CRM | 880 | 686.4
| New | Intercom- Industrial Security | Zenitel | 1002600300 | IP-station license, softclient | 1130 | 881.4
| New | Intercom- Industrial Security | Zenitel | 1002600400 | IP-ARIO Audio License - 1 IP-ARIO | 483 | 376.74
| New | Intercom- Industrial Security | Zenitel | 1002600500 | Exigo amplifier channel license | 225 | 175.5
| New | Intercom- Industrial Security | Zenitel | 1002600600 | Exigo AVC license | 338 | 263.64
| New | Intercom- Industrial Security | Zenitel | 1002600700 | SIP station license | 480 | 374.4
| New | Intercom- Industrial Security | Zenitel | 1002602101 | SIP Trunking, 2 lines | 3630 | 2831.4
| New | Intercom- Industrial Security | Zenitel | 1002602102 | SIP Trunking, 4 lines | 4910 | 3829.8
| New | Intercom- Industrial Security | Zenitel | 1002602103 | SIP Trunking, 8 lines | 6730 | 5249.4
| New | Intercom- Industrial Security | Zenitel | 2809016000 | 1600 Deluxe Tower | 7930 | 6185.4
| New | Intercom- Industrial Security | Zenitel | 2809016002 | 1600 Tower w/ Mass Notification | 20590 | 16060.2
| New | Intercom- Industrial Security | Zenitel | 2809016004 | 1600-04 Tower(OPT 4) w/ CCTV Mount Arm | 10210 | 7963.8
| New | Intercom- Industrial Security | Zenitel | 2809016010 | 1601 Econo Tower | 5850 | 4563
| New | Intercom- Industrial Security | Zenitel | 2809016020 | 1602 DeluxeWall | 3310 | 2581.8
| New | Intercom- Industrial Security | Zenitel | 2809016028 | 1602 Deluxe Wall Unit-Slim Turbine Cut Out | 3310 | 2581.8
| New | Intercom- Industrial Security | Zenitel | 2809016029 | 1602 Deluxe Wall Unit-Slim | 3310 | 2581.8
| New | Intercom- Industrial Security | Zenitel | 2809016030 | 1603 Econo Wall | 2450 | 1911
| New | Intercom- Industrial Security | Zenitel | 2809016038 | 1603 Economy Wall Unit-Slim Turbine Cut Out | 2450 | 1911
| New | Intercom- Industrial Security | Zenitel | 2809016040 | 1604 72" Tower | 5850 | 4563
| New | Intercom- Industrial Security | Zenitel | 2809016080 | 1608 Eco Tower (Lightweight Version) | 5100 | 3978
| New | Intercom- Industrial Security | Zenitel | 9590160000 | 1600 Tower Anchor/Bolt Kit | 174 | 135.72
| New | Intercom- Industrial Security | Zenitel | 100006061200 | Pole Binding Kit (1 per wall unit) | 205 | 159.9
| New | Intercom- Industrial Security | Zenitel | 100006061201 | Pole Binding Tool (1 per project) | 780 | 608.4
| New | Intercom- Industrial Security | Zenitel | 2809016039 | 1603 Economy Wall Unit-Slim | 2450 | 1911
| New | Intercom- Industrial Security | Zenitel | 1008116020 | Turbine Mini IP Standard-2 | 1040 | 811.2
| New | Intercom- Industrial Security | Zenitel | 1008140030 | US 2 GANG, 2.5", Flush Back Box, Masonry | 52.5 | 40.95
| New | Intercom- Industrial Security | Zenitel | 1008140080 | Turbine, 40 Tamper PROOF Fasteners, 1 Bit, Flush Mount | 259 | 202.02
| New | Intercom- Industrial Security | Zenitel | 1008140090 | Turbine, 40 Tamper PROOF Fasteners, 1 Bit, Onwall Box Mount | 251 | 195.78
| New | Intercom- Industrial Security | Zenitel | 1008140140 | Microphone Windscreen for TCIS/TCIV | 114 | 88.92
| New | Intercom- Industrial Security | Zenitel | 1023200030 | Exigo Call Panel, PTT Button, Pluggable Microphone, Ethernet | 1800 | 1404
| New | Intercom- Industrial Security | Zenitel | 1023200033 | Exigo Call Panel, PTT + 3 Buttons | 1290 | 1006.2
| New | Intercom- Industrial Security | Zenitel | 1023253008 | Exigo Button Module, 8 Buttons | 1340 | 1045.2
| New | Intercom- Industrial Security | Zenitel | 3005020033 | Gooseneck Microphone F/ETB, CTB, SPA/Exigo | 690 | 538.2
| New | Intercom- Industrial Security | Zenitel | 1023595010 | Exigo Desktop/Wall Mounting Box For One Access Panel | 279 | 217.62
| New | Intercom- Industrial Security | Zenitel | 1023595020 | Exigo Desktop/Wall Mounting Box For Two Access Panels | 303 | 236.34
| New | Intercom- Industrial Security | Zenitel | 1023595060 | Exigo Kit for Joining Boxes | 66.5 | 51.87
| New | Intercom- Industrial Security | Zenitel | 1008098000 | On Wall Back Box | 185 | 144.3
| New | Intercom- Industrial Security | Zenitel | 1008098100 | Flush Mount Back Box | 116 | 90.48
| New | Intercom- Industrial Security | Zenitel | 1008098300 | 3 Gang Flush Mount Back Box | 48 | 37.44
| New | Intercom- Industrial Security | Zenitel | 10007007GM | Microphone for Dual Display Station | 347 | 270.66
| New | Intercom- Industrial Security | Zenitel | 1008098800 | Flush mount back box | 130 | 101.4
| New | Intercom- Industrial Security | Zenitel | 1009648001 | License for CRM-V DAK expansion | 865 | 674.7
| New | Intercom- Industrial Security | Zenitel | 1023303010 | Exigo Microphone Cable Gland - 1 | 199 | 155.22
| New | Intercom- Industrial Security | Zenitel | 1008095201 | Line Connection Module IP - IP-LCM-A | 2350 | 1833
| New | Intercom- Industrial Security | Zenitel | 1008140160 | 5 speakers, including cable for TKIS-2 (Visaton FRS5XZE) | 378 | 294.84
| New | Intercom- Industrial Security | Zenitel | 1008140170 | 10 electret microphones, including 12 cm cable, for TKIS-2 | 232 | 180.96
| New | Intercom- Industrial Security | Zenitel | 1009648011 | STENTOFON SoftClient - 1 license | 1100 | 858
| New | Intercom- Industrial Security | Zenitel | 1009648012 | STENTOFON SoftClient - 6 licenses | 6280 | 4898.4
| New | Intercom- Industrial Security | Zenitel | 1008114010 | Turbine Compact Analog Standard-1 | 665 | 518.7
| New | Intercom- Industrial Security | Zenitel | 1008114020 | Turbine Compact Analog Standard-2 | 665 | 518.7
| New | Intercom- Industrial Security | Zenitel | 1008114030 | Turbine Compact Analog Standard-3 | 545 | 425.1
| New | Intercom- Industrial Security | Zenitel | 1007034210 | Desk/Wall Master Station, Handset | 585 | 456.3
| New | Intercom- Industrial Security | Zenitel | 1007036210 | Desk/Wall Master Station | 520 | 405.6
| New | Intercom- Industrial Security | Zenitel | 1007034310 | Desk/Wall Master Station, Display and Handset | 775 | 604.5
| New | Intercom- Industrial Security | Zenitel | 1007072090 | Desk/Wall Master Station, Display and Handset | 770 | 600.6
| New | Intercom- Industrial Security | Zenitel | 1007036310 | Desk/Wall Master Station, Display | 715 | 557.7
| New | Intercom- Industrial Security | Zenitel | 1007007000 | Dual Display Station | 720 | 561.6
| New | Intercom- Industrial Security | Zenitel | 1007040000 | Wall Master Station, Standard | 545 | 425.1
| New | Intercom- Industrial Security | Zenitel | 1007042000 | Wall Master Station, Display | 990 | 772.2
| New | Intercom- Industrial Security | Zenitel | 1000602000 | Flush Mount Back Box | 36.5 | 28.47
| New | Intercom- Industrial Security | Zenitel | 1007056100 | Vandal Resistant Substation | 1050 | 819
| New | Intercom- Industrial Security | Zenitel | 1008098001 | On Wall Back Box | 141 | 109.98
| New | Intercom- Industrial Security | Zenitel | 1020600700 | Handset for Industrial Stations | 4590 | 3580.2
| New | Intercom- Industrial Security | Zenitel | 3006100088 | Horn Loudspeaker, 20 ohm, 15W | 232 | 180.96
| New | Intercom- Industrial Security | Zenitel | 1007102000 | Substation Kit | 464 | 361.92
| New | Intercom- Industrial Security | Zenitel | 1002602001 | AlphaNet, 2 Lines | 2780 | 2168.4
| New | Intercom- Industrial Security | Zenitel | 1002602003 | AlphaNet, 8 Lines | 5480 | 4274.4
| New | Intercom- Industrial Security | Zenitel | 1002602201 | Active recording interface - 2 users | 1220 | 951.6
| New | Intercom- Industrial Security | Zenitel | 1002602203 | Active recording interface - 8 users | 2910 | 2269.8
| New | Intercom- Industrial Security | Zenitel | 1002602204 | Active recording interface - 16 users | 5070 | 3954.6
| New | Intercom- Industrial Security | Zenitel | 1002602205 | Active recording interface - 32 users | 9600 | 7488
| New | Intercom- Industrial Security | Zenitel | 1002602306 | API License Supporting 64 Stations | 1450 | 1131
| New | Intercom- Industrial Security | Zenitel | 1002602309 | API License Supporting 512 Stations | 8670 | 6762.6
| New | Intercom- Industrial Security | Zenitel | 1002602400 | Interface enabling - All interfaces not on ports 61112/61113 | 2080 | 1622.4
| New | Intercom- Industrial Security | Zenitel | 1002604000 | Basic Audio Messaging License | 2890 | 2254.2
| New | Intercom- Industrial Security | Zenitel | 1002604100 | Enhanced Audio Messaging License | 4330 | 3377.4
| New | Intercom- Industrial Security | Zenitel | 1002604500 | High bandwidth audio license | 2410 | 1879.8
| New | Intercom- Industrial Security | Zenitel | 1002606006 | Redundancy License 64 Users | 5670 | 4422.6
| New | Intercom- Industrial Security | Zenitel | 1002606008 | Redundancy License 256 Users | 8690 | 6778.2
| New | Intercom- Industrial Security | Zenitel | 1002606009 | Redundancy License 512 Users | 16030 | 12503.4
| New | Intercom- Industrial Security | Zenitel | ACXE201202 | AlphaCom XE20 for 19" Rck (w/ 2 ASLT) | 17140 | 13369.2
| New | Intercom- Industrial Security | Zenitel | ACXE7360601 | XE7 Audio Server Package | 3950 | 3081
| New | Intercom- Industrial Security | Zenitel | ACXE7361202 | XE7 Audio Server Package | 6340 | 4945.2
| New | Intercom- Industrial Security | Zenitel | ACXE7361803 | XE7 Audio Server Package | 9110 | 7105.8
| New | Intercom- Industrial Security | Zenitel | ACXE7362404 | XE7 Audio Server Package | 12100 | 9438
| New | Intercom- Industrial Security | Zenitel | ACXE7363005 | XE7 Audio Server Package | 14950 | 11661
| New | Intercom- Industrial Security | Zenitel | ACXE7363606 | XE7 Audio Server Package | 18080 | 14102.4
| New | Intercom- Industrial Security | Zenitel | 1009101010 | Subscriber Line Board, ASLT | 2660 | 2074.8
| New | Intercom- Industrial Security | Zenitel | 1009703000 | Power Supply, APWR - AC version | 5170 | 4032.6
| New | Intercom- Industrial Security | Zenitel | 1009970500 | Remote Input / Output Controller, RIO | 1700 | 1326
| New | Intercom- Industrial Security | Zenitel | 1009970200 | Multi Relay Board, MRBD | 750 | 585
| New | Intercom- Industrial Security | Zenitel | 1009501011 | 1.5m Flat ASLT Connection Cable with Filter Board | 202 | 157.56
| New | Intercom- Industrial Security | Zenitel | 1009503000 | APC Connection Kit | 296 | 230.88
| New | Intercom- Industrial Security | Zenitel | 1009930200 | Connection Board for ASLT, Krone Terminals | 200 | 156
| New | Intercom- Industrial Security | Zenitel | 1009641001 | IP-station license for 1 station | 665 | 518.7
| New | Intercom- Industrial Security | Zenitel | 1009641006 | IP-station license for 6 stations | 2770 | 2160.6
| New | Intercom- Industrial Security | Zenitel | 1009641601 | IP-ARIO Audio License - 1 IP-ARIO | 615 | 479.7
| New | Intercom- Industrial Security | Zenitel | 1009643001 | SIP station license for 1 SIP telephone | 393 | 306.54
| New | Intercom- Industrial Security | Zenitel | 1009643006 | SIP station license for 6 SIP telephones | 2350 | 1833
| New | Intercom- Industrial Security | Zenitel | 1009640002 | AlphaNet and Multi-Module VoIP License for 2 Static Lines | 2250 | 1755
| New | Intercom- Industrial Security | Zenitel | 1009640008 | AlphaNet and Multi-Module VoIP License for 8 Dynamic Lines | 5150 | 4017
| New | Intercom- Industrial Security | Zenitel | 1009640016 | AlphaNet and Multi-Module VoIP License for 16 Dynamic Lines | 9980 | 7784.4
| New | Intercom- Industrial Security | Zenitel | 1009640030 | AlphaNet and Multi-Module VoIP License for 30 Dynamic Lines | 19760 | 15412.8
| New | Intercom- Industrial Security | Zenitel | 1009640108 | AlphaNet and Multi-Module VoIP License for 8 Dynamic Lines, upgrade from 2 lines | 3760 | 2932.8
| New | Intercom- Industrial Security | Zenitel | 1009642002 | SIP Trunking, 2 lines | 3630 | 2831.4
| New | Intercom- Industrial Security | Zenitel | 1009642004 | SIP Trunking, 4 lines | 4910 | 3829.8
| New | Intercom- Industrial Security | Zenitel | 1009642104 | SIP Trunking, 4 lines - upgrade from 2 lines | 2540 | 1981.2
| New | Intercom- Industrial Security | Zenitel | 1009642008 | SIP Trunking, 8 lines | 6730 | 5249.4
| New | Intercom- Industrial Security | Zenitel | 1009642016 | SIP Trunking, 16 lines | 13740 | 10717.2
| New | Intercom- Industrial Security | Zenitel | 1009648092 | Active recording interface - 2 users | 1220 | 951.6
| New | Intercom- Industrial Security | Zenitel | 1009648093 | Active recording interface - 6 users | 2730 | 2129.4
| New | Intercom- Industrial Security | Zenitel | 1009648094 | Active recording interface - 12 users | 4830 | 3767.4
| New | Intercom- Industrial Security | Zenitel | 1009648095 | Active recording interface - 36 users | 10340 | 8065.2
| New | Intercom- Industrial Security | Zenitel | 1009648096 | Active recording interface - 72 users | 20640 | 16099.2
| New | Intercom- Industrial Security | Zenitel | 1009648097 | Active recording interface - 138 users | 39540 | 30841.2
| New | Intercom- Industrial Security | Zenitel | 1009648098 | Active recording interface - 276 users | 60280 | 47018.4
| New | Intercom- Industrial Security | Zenitel | 1009648099 | Active recording interface - 552 users | 80370 | 62688.6
| New | Intercom- Industrial Security | Zenitel | 1009649901 | STENTOFON API License Supporting 40 Stations | 1280 | 998.4
| New | Intercom- Industrial Security | Zenitel | 1009649902 | STENTOFON API License Supporting 80 Stations | 2560 | 1996.8
| New | Intercom- Industrial Security | Zenitel | 1009649903 | STENTOFON API License Supporting 160 Stations | 3840 | 2995.2
| New | Intercom- Industrial Security | Zenitel | 1009649904 | STENTOFON API License Supporting 240 Stations | 5120 | 3993.6
| New | Intercom- Industrial Security | Zenitel | 1009649905 | STENTOFON API License Supporting 320 Stations | 6380 | 4976.4
| New | Intercom- Industrial Security | Zenitel | 1009649906 | STENTOFON API License Supporting 400 Stations | 7660 | 5974.8
| New | Intercom- Industrial Security | Zenitel | 1009649907 | STENTOFON API License Supporting 552 Stations | 8940 | 6973.2
| New | Intercom- Industrial Security | Zenitel | 1009648500 | Basic Audio Messaging License | 2860 | 2230.8
| New | Intercom- Industrial Security | Zenitel | 1009648501 | Enhanced Audio Messaging License | 4290 | 3346.2
| New | Intercom- Industrial Security | Zenitel | 1009648502 | PA Recall License | 2910 | 2269.8
| New | Intercom- Industrial Security | Zenitel | 1009648510 | High bandwidth audio license | 2660 | 2074.8
| New | Intercom- Industrial Security | Zenitel | 1009647801 | Redundancy License 36 Users | 6020 | 4695.6
| New | Intercom- Industrial Security | Zenitel | 1009647802 | Redundancy License 138 Users | 10550 | 8229
| New | Intercom- Industrial Security | Zenitel | 1009647803 | Redundancy License 276 Users | 16220 | 12651.6
| New | Intercom- Industrial Security | Zenitel | 1009647804 | Redundancy License 552 Users | 22880 | 17846.4
| New | Intercom- Industrial Security | Zenitel | 1009511000 | AMC-IP Filter Card | 2400 | 1872
| New | Intercom- Industrial Security | Zenitel | 1009202100 | Processor Board, AMC-IP - Version 11 | 2250 | 1755
| New | Intercom- Industrial Security | Zenitel | 1009296200 | SIM Card AlphaCom XE1/7/20/26 | 2850 | 2223
| New | Intercom- Industrial Security | Zenitel | 3006204094 | AudioCodes MP-114 Gateway | 1280 | 998.4
| New | Intercom- Industrial Security | Zenitel | 3006204099 | AudioCodes MP-118 Gateway | 4400 | 3432
| New | Intercom- Industrial Security | Zenitel | 2200002000 | 19" Rack Mounting Kit for AudioCodes | 134 | 104.52
| New | Intercom- Industrial Security | Zenitel | 1009291120 | AlphaPro Professional, USB dongle | 3840 | 2995.2
| New | Intercom- Industrial Security | Zenitel | 1191101000 | Vingtor-Stentofon Operator Client, Basic license (Note; requires API license as well) | 525 | 409.5
| New | Intercom- Industrial Security | Zenitel | 1191101010 | Vingtor-Stentofon Operator Client, Enhanced license (Note; requires API license as well) | 2090 | 1630.2
| New | Intercom- Industrial Security | Zenitel | 1190110100 | VS Recorder – Base Module | 4960 | 3868.8
| New | Intercom- Industrial Security | Zenitel | 1190110110 | VS Recorder – Playback/Configuration Client | 1150 | 897
| New | Intercom- Industrial Security | Zenitel | 1190110120 | VS Recorder – AlphaCom Recording Module | 8390 | 6544.2
| New | Intercom- Industrial Security | Zenitel | 1190110121 | VS Recorder – AlphaCom Recording Module, AddOn | 5710 | 4453.8
| New | Intercom- Industrial Security | Zenitel | 1190110131 | VS Recorder – Stream Recording Module, 1 stream | 423 | 329.94
| New | Intercom- Industrial Security | Zenitel | 1190110138 | VS Recorder – Stream Recording Module, 8 streams | 1920 | 1497.6
| New | Intercom- Industrial Security | Zenitel | 1190110160 | VS Recorder – API | 3880 | 3026.4
| New | Intercom- Industrial Security | Zenitel | 1190110180 | VS Recorder – Secure Audio Export | 1150 | 897

## CLSS
|  | 2022 SILVER PRICE LIST |  |  |  |  | Effective January 24, 2022
No | STATUS | CATEGORY | FAMILY | PART NO | DESCRIPTION |  | NET
1 | New | CLSS | Tokens | HCR-TOKEN | CLSS Token (price per token purchased on CLSS Site Manager) |  | 0.12
2 | New | CLSS | Tokens | CLSS -TOKEN-SUB | CLSS Tokens purchased through CLSS Site Manager with monthly payment plan (price per token purchased on CLSS Site Manager) |  | 0.12
3 | New Addition | CLSS | Services | CLSS-CRPT | CUSTOM REPORT CREATION SERVICE |  | 250
4 | New Addition | CLSS | Services | CLSS-Data | DATA CONVERSION SERVICE (UNLIMITED NUMBER OF SPREADSHEETS OF DATA, BUT UP TO A MAXIMUM OF FOUR FORMATS) |  | 1500
Below items are purchased using Tokens on CLSS Site Manager ($0.12 Token Exchange Rate)
No | STATUS | CATEGORY | FAMILY | PART NO | DESCRIPTION | TOKENS | NET
5 | New | CLSS | Subscription | TOK-HCR-GW-SI | Annual Subscription - Fixed Gateway Silver. | 1500 | 180
6 | New | CLSS | Subscription | TOK-HCR-GW-CU | Annual Subscription - Fixed Gateway Cellular Access. | 840 | 100.8
7 | New | CLSS | Subscription | TOK-HCR-PL-PRO | Annual Subscription - Professional Technician Access. | 2040 | 244.8
8 | New | CLSS | Workstation | TOK-OW_VO | Workstation - View ( One Time Activation ) | 27000 | 3240
9 | New | CLSS | Workstation | TOK-OW_VO_CTRL | Workstation - View + Control ( One Time Activation ) | 39600 | 4752
10 | New | CLSS | Workstation | TOK-OW_VO_EXT | Workstation 5 Year Subscription - View ( 5 Year Software Maintenance Fee ) | 6000 | 720
11 | New | CLSS | Workstation | TOK-OW_VO_CTRL_EXT | Workstation 5 Year Subscription - View + Control ( 5 Year Software Maintenance Fee ) | 9000 | 1080
12 | New | CLSS | Support | TOK-CLSS-OBS | CLSS On-Boarding Support | 12500 | 1500
13 | New | CLSS | Support | TOK-CLSS-RPT | CLSS Custom Report | 2080 | 249.6
NOTE: for the HW-TG7LAF02 and HW-TG7LVF02 units, access to CLSS is included with the monthly service fees paid to Telguard

## T&C
SILVER PRICE LIST
TERMS & CONDITIONS
Your purchase of the products and services listed in this price book is governed solely by the Terms and Conditions of sale (available at https://hwll.co/HBTLegal), together with the terms of any signed agreement you may have with Honeywell or its affiliated entities. Any conflicting, additional, and/or different terms or conditions on your Order or any other instrument you provide are deemed to be material alterations and are rejected and not binding upon Honeywell or its affiliated entities.
Gamewell-FCI • 12 Clintonville Road • Northford, CT 06472 • (203) 484‐7161 • www.gamewell‐fci.com
Effective January 24, 2022

## REPAIRS
SILVER PRICE LIST
REPAIRS
REPAIR CHARGES FOR ALL CURRENT Gamewell-FCI MANUFACTURED PRODUCT: 35% of current list price.
VENDOR ITEM REPAIR GUIDELINES: For all items which are not Gamewell-FCI manufactured product, a repair charge will be imposed based on the repair charge from the vendor plus freight and handling.
CURRENT PRODUCTION PRODUCT REPAIR GUIDELINES: Gamewell-FCI will not Repair products that are still being manufactured, customer should order new products if they are out of warranty or follow RMA process if they are in warranty.
OBSOLETE OR DISCONTINUED PRODUCT REPAIR GUIDELINES: For repair charges on items not in our current price list, please call the Gamewell-FCI Repair Department for estimated repair cost. Often, product is discontinued due to the unavailability of necessary integral parts.Repair of these products might not be possible, however, all attempts will be made to repair the item. Overall, we highly suggest purchasing an equivalent product for replacement.
MINIMUM FEE FOR INSPECTION AND EVALUATION OF ANY REPAIR:
50.00 for the first half hour.
75.00 per hour.
All returns for repairs are inspected, repaired to factory specifications (to the revision level received), tested and burned-in.
REPAIR POLICY
At the discretion of Honeywell, only products that have been discontinued from manufacturing by Honeywell, are eligible for Repair/Replacement; however, Honeywell strongly recommends equivalent new products to be purchased. If the product is not eligible for repair/replacement, please order equivalent new product. Warranty of Repaired Products is Ninety (90) Days. If the product is returned within those ninety days for a similar issue, Honeywell, at their discretion, will repair or replace the product at no cost. Any item returned by a distributor for repair deemed by a repair technician as “Beyond Repair” will be retuned marked with a BEYOND REPAIR tag or letter stating that is not cost effective to repair.
The following guidelines should be followed when returning product for REPAIR to Gamewell-FCI:
A) A Return Material Authorization (RMA) Number must be obtained from the Gamewell-FCI Repair Department prior to the return of any merchandise.Any merchandise received without a prior Return Material Authorization will be REFUSED.All returns must be sent FREIGHT PREPAID and the Return Authorization Number must be on the address label.
B) Any item returned by a distributor for repair deemed by a Gamewell-FCI Technician to be beyond repair,will be returned marked with a BEYOND REPAIR tag or letter stating that it is NOT cost-effective to repair.
C) Use original packing slip when returning equipment and include a short explanation of the suspected or intermittent problem.Each unit should be tagged for easy identification.Tags should be removable.
D) Please send back returns for REPAIR to:
Gamewell-FCI
12 Clintonville Road, Rte 22
Dock 12/Dock 13
Northford, CT 06472
REPAIR RMA # ______________________________
E) Please send back returns for CREDIT to:
Gamewell-FCI
12 Clintonville Road
Dock 4/Dock 6
Northford, CT 06472
CREDIT RMA # ______________________________
Gamewell-FCI • 12 Clintonville Road • Northford, CT 06472 • (203) 484‐7161 • www.gamewell‐fci.com
Effective January 24, 2022

## PRECAUTIONS
SILVER PRICE LIST
INSTALLATION PRECAUTIONS
Adherence to the following will aid in problem-free installation with long-term reliability:
WARNING - Several different sources of power can be connected to the fire alarm control panel. Disconnect all sources of power before servicing. Control unit and associated equipment may be damaged by removing and/or inserting cards, modules, or interconnecting cables while the unit is energized. Do not attempt to install, service, or operate this unit until manuals are read and understood. CAUTION - System Re-acceptance Test after Software Changes: To ensure proper system operation, this product must be tested in accordance with NFPA 72 after any programming operation or change in site-specific software. Re-acceptance testing is required after any change, addition or deletion of system components, or after any modification, repair or adjustment to system hardware or wiring. All components, circuits, system operations, or software functions known to be affected by a change must be 100% tested. In addition, to ensure that other operations are not inadvertently affected, at least 10% of initiating devices that are not directly affected by the change, up to a maximum of 50 devices, must also be tested and proper system operation verified.
This system meets NFPA requirements for operation at 0-49º C/32-120º F and at a relative humidity of 85% RH (non-condensing) at 30º C/86º F. However, the useful life of the system’s standby batteries and the electronic components may be adversely affected by extreme temperature ranges and humidity. Therefore, it is recommended that this system and its peripherals be installed in an environment with a normal room temperature of 15-27º C/60-80º F. Verify that wire sizes are adequate for all initiating and indicating device loops. Most devices cannot tolerate more than a 10% I.R. drop from the specified device voltage. Like all electronic systems, this system may operate erratically or be damaged when subjected to large external transients such as lightening, power supply line disturbances, electrostatic discharge, etc. Although no system is completely immune from lightning transients and interference, proper grounding will reduce susceptibility. Overhead or outside aerial wiring is not recommended, due to an increased susceptibility to nearby lightning strikes. Consult with the Technical Services Department if any problems are anticipated or encountered. Disconnect AC power and batteries prior to removing or inserting circuit boards. Failure to do so can damage circuits. Remove all electronic assemblies prior to any drilling, filing, reaming, or punching of the enclosure. When possible, make all cable entries from the sides or rear. Before making modifications, verify that they will not interfere with battery, transformer, or printed circuit board location. Do not tighten screw terminals more than 9 in-lbs. Over-tightening may damage threads, resulting in reduced terminal contact pressure and difficulty with screw terminal removal. Gamewell-FCI fire alarm control panels contain static-sensitive components. Always ground yourself with a proper wrist strap before handling any circuits so that static charges are removed from the body. Use static suppressive packaging to protect electronic assemblies removed from the unit.
Follow the instructions in the installation, operating, and programming manuals. These instructions must be followed to avoid damage to the control panel and associated equipment. FACP operation and reliability depend upon proper installation. While installing a life safety system may make lower insurance rates possible, it is not a substitute for life and property insurance!
An automatic fire alarm system - typically made up of smoke detectors, heat detectors, manual pull stations, audible warning devices, and a fire alarm control with remote notification capability - can provide early warning of a develop¬ing fire. An emergency communication system—typically made up of an automatic fire alarm system (as previously described) and a life safety communication system that may include an autonomous control unit (ACU), local operating console (LOC), voice communication, and other various interoperable communication methods— can broadcast a mass notification message. Such systems, however, do not assure protection against property damage or loss of life resulting from a fire or life safety event. Any fire alarm system may fail for a variety of reasons: Smoke detectors may not sense fire where smoke cannot reach the detectors such as in chimneys, in walls, or roofs, or on the other side of closed doors. Smoke detectors also may not sense a fire on another level or floor of a building. A second floor detector, for example, may not sense a first floor or basement fire. Furthermore, all types of smoke detectors, including ionization and photoelectric types, have sensing limitations. No type of smoke detector can sense every kind of fire caused by carelessness and safety hazards like smoking in bed, violent explosions, escaping gas, improper storage of flammable materials, overloaded electrical circuits, children playing with matches, or arson. A life safety system will not operate without any electrical power. If AC power fails, the system will operate from standby batteries only for a specified time and only if the batteries have been properly maintained and replaced regularly. Equipment used in the system may not be technically compatible with the control panel. It is essential to use only equipment listed for service with your control panel. The most common cause of life safety system malfunction is inadequate maintenance. To keep the entire life safety system in excellent working order, ongoing maintenance is required.
FCC Warning
WARNING: This equipment generates, uses, and can radiate radio frequency energy and if not installed and used in accordance with the instruction manual may cause interference to radio communications. It has been tested and found to comply with the limits for class A computing devices pursuant to Subpart B of Part 15 of FCC Rules, which is designed to provide reasonable protection against such interference when devices are operated in a commercial environment. Operation of this equipment in a residential area is likely to cause interference, in which case the user will be required to correct the interference at his or her own expense.
Canadian Requirements - This digital apparatus does not exceed the Class A limits for radiation noise emissions from digital apparatus set out in the Radio Interference Regulations of the Canadian Department of Communications.
Gamewell-FCI • 12 Clintonville Road • Northford, CT 06472 • (203) 484‐7161 • www.gamewell‐fci.com
Effective January 24, 2022

## TRAINING
SILVER PRICE LIST
TRAINING
1. Gamewell-FCI Technical Training
Gamewell-FCI offers a comprehensive program for the training of technical personnel directly employed by an authorized distributor.
To maintain compliance with the Distributor Agreement, and to be eligible to purchase Gamewell-FCI product, it is mandatory that each distributor maintain a minimum of two technicians with current Factory Certification on each Gamewell-FCI product family serviced by that distributor. Certification is achieved through attendance and successful completion of a Factory training course. Certification is valid for three years from the date of training completion.
Certificates of Factory Training are issued in the name of the individual AND the name of the distributor.
Gamewell-FCI offers its factory-certifying training sessions tailored for technicians and systems designers at various locations throughout the United States.
Though the training of third parties or “end users” is the responsibility of the authorized Gamewell-FCI distributor, these parties are allowed to attend Gamewell-FCI training sessions provided that they are sponsored by that distributor. This policy requires that an employee of the sponsoring distributorship be present during all sessions of training. The Distributor is responsible for all end-user support, including technical support to the end user they sponsor. Tuition fees apply to both end users and distributor personnel in attendance. After the completion of training, end users will receive an Acknowledgement of Attendance, not a Certificate of Factory Training.
Training is conducted and coordinated through the Honeywell Fire Systems Training Department. Only training that is scheduled through the training department qualifies for valid training certificates, and only employees with valid training certificates in the name of the company they are currently employed at, meets the criteria for having been factory trained.
2. Tuition Schedule
There is a set tuition fee per person for attendance at any Gamewell-FCI Training class. This fee is the Distributor’s responsibility. The fee will provide for each person: equipment used in training; technical training on the specified products and appropriate support documentation; for each day of the session. Tuition Fees, Training Schedule and registration information are listed on the Training Registration Form posted on the Gamewell-FCI website (http://gamewell-fci-esd.com/esd/trainingschedule.htm).
The distributor will be responsible for the attendees’ transportation to the location designated for the training; hotel accommodations*; and other individual expenses per their company policy.
* A list of suggested hotels for events in our factory headquarters will be provided during confirmation of training.
3. Training Program Curriculum
Class cannot be split - attendees must attend all established training periods in order to receive a certificate, which is valid for three years from the date of issue. Note: Course location, length and curriculum are subject to change. Information on curriculum, schedule, tuition fees and registration information is available to authorized Gamewell-FCI distributors on the Gamewell-FCI website: http://gamewell-fci-esd.com/esd/trainingschedule.htm
Gamewell-FCI • 12 Clintonville Road • Northford, CT 06472 • (203) 484‐7161 • www.gamewell‐fci.com
Effective January 24, 2022

## KEYS
SILVER PRICE LIST
PROGRAMMING KEY POLICY
USB Programming Keys are provided as a security measure in managing access to CAMWorks Programming Software, and the ability to program and download programs to specific Gamewell-FCI panels.
The keys are provided to the individual attending the training class on the first day of class except for those individuals having possession of a previously issued key. The keys are registered to the student attending training and the Authorized Gamewell-FCI Dealer on record at the time of training. All keys will be set to expire no earlier than 30 days from the start of class and allow the student to use CAMWorks after class. Once the student passes the course, keys will be updated to allow further access to CAMWorks programming software.
The key shall remain the property of Gamewell-FCI and shall be surrendered upon demand. Only one key is provided per student, regardless of the number of classes taken.
Keys are activated for a period of twelve months from date of training completion. Upon that expiration, the student must apply for a new key certificate activating the key for an additional 12 months, again, following the directions on this link:
http://www.gamewell-fci-esd.com/esd/docs/Camworks-Programming-Key-Policy-and-form.pdf.
The CAMWorks programming key will be renewable if the training certification for the key holder remains current. If the training certification should lapse, the key holder may request a one-time, 6 month extension to allow them time to renew their training certification. Should recertification not be completed prior to this extension expiring, the key will expire and will not be renewed until certification is made current.
If an individual leaves a company, the training certificate on all respective training, as well as the use of the key registered to the individual and previous employer, is no longer valid, and its use is not authorized. The key must be returned to Gamewell-FCI following the departure of the employee of the Authorized Gamewell-FCI dealer.
Only one key will be provided per individual. If a previously trained technician is recertified at a different company than originally trained, a new key must be issued as the old key will be disabled in the database. Transfer of certification is available for a fee and upon approval. Consult your Business Development Manager for details.
Administrator Keys are available for a $200 processing charge
If a key is lost or stolen, the Customer shall provide a letter on company letterhead requesting a new key be issued due to the original being lost or stolen. A new key will be issued with the same timeframe on the original key. The lost or stolen key will be disabled in the database. Replacements of lost or stolen USB Keys will incur a $200 processing charge. Overnight mail, when requested by the customer, will be subject to additional freight cost added to the invoice.
A damaged key shall be returned for replacement. The request shall be submitted to the Gamewell-FCI Training Department. A replacement will be mailed within 24-48 hours via Fed-Ex or UPS Second Day. Defective/Damaged Keys must be RETURNED and RECEIVED prior to sending out another key. There is no charge for replacing a defective or damaged key. Overnight mail, again when requested by the customer, will be subject to additional freight cost.
Gamewell-FCI • 12 Clintonville Road • Northford, CT 06472 • (203) 484‐7161 • www.gamewell‐fci.com
Effective January 24, 2022