## Table of Contents
SIEMENS |  | 2022 PRICE BOOK effective: 10/1/21 - 9/30/22 last revised: 7/1/21
ITEMS HIGHLIGHTED IN YELLOW REFLECT A PRICE CHANGE OR DESCRIPTION CHANGE FROM 2021 PRICING
SIEMENS BUILDING TECHNOLOGIES
CONTROL PRODUCTS AND SYSTEMS | ITEMS HIGHLIGHTED IN GREEN REFLECT A NEW LINE ITEM IN THE PRICE BOOK
FIRE SAFETY | ITEMS ARE IN THEIR SERVICE PERIOD | Pricing subject to change
All prices are in $USD
TABLE OF CONTENTS
1. Terms and Conditions | 11. Cerberus DMS Management Station
2. Complete 2022 Price List | 12. NCC Management Station
3. Basic 2022 Price List | 13. Vesda
4. Cerberus PRO Modular | 14. Sinorix Fire Extinguishing System
5. Cerberus PRO Fire Safety Systems | a) Sinorix 227
a) Cerberus PRO - 252 & 504pt Systems | b) Sinorix 1230
b) Cerberus PRO - 50pt System | 15. TXR Conventional Releasing Panel
c) Cerberus PRO Voice System | 16. CAD Advance+ / Test Equipment
6. FireFinder XLS | 17. Safepath
7. Addressable Devices | 18. Spare Parts
8. Notification Devices | 19. Batteries & Accessories
9. Peripheral Devices | 20. Communicators - DACT/IP/GSM
10. Power Supplies & Boosters | 21. Cloud Accessories
Click on hyperlink to be taken to destination

## 2022 SIEMENS Price List
SIEMENS |  |  | 2021 PRICE BOOK effective: 10/1/21 - 9/30/22 last revised: 7/1/21
ITEMS HIGHLIGHTED IN YELLOW REFLECT A PRICE CHANGE OR DESCRIPTION CHANGE FROM 2021 PRICING
SIEMENS BUILDING TECHNOLOGIES
CONTROL PRODUCTS AND SYSTEMS |  | ITEMS HIGHLIGHTED IN GREEN REFLECT A NEW LINE ITEM IN THE PRICE BOOK | Pricing subject to change
FIRE SAFETY |  | ITEMS ARE IN THEIR SERVICE PERIOD | All prices are in $USD |  |  | Net Weight | Weight UoM | COO
Model Number | Part Number | Description | Trade Net | User Net | Price Level Category
/// CONVENTIONAL CONTROL PANELS ----------------------------------------------------------------------------------------------------------------------------------------
Batteries & Accessories ----------------------------------------------------------------------------------------------------------------------------------------------------------
BT-33 | 175-387141 | BATTERY SET 12V 7AH | 439.17 | 586 | L3 | 11.088 | LB | CN
BT-34 | 175-387140 | BATTERY SET 6V 12AH | 709.68 | 946 | L3 | 15.7 | LB | CN
BP-61 | 175-387194 | BATTERY SET 12V 18AH | 701.19 | 935 | L3 | 25.42 | LB | CN
BTX-1 | 175-083897 | BATTERY SET 12V 33AH | 948.59 | 1265 | L3 | 24.06 | LB | CN
BTX-2 | 175-083898 | BATTERY SET 12V 55AH | 1285.24 | 1714 | L3 | 41.38 | LB | CN
BTX-3 | 599-034220 | BATTERY SET 12V 100AH | 2465.89 | 3288 | L3 | 72.25 | LB | CN
BP-62 | S54400-Z62-A1 | BATTERY SET 12V 16AH (High Temp Rated) | 2090.84 | 2788 | L3 | 16.125 | LB | US
PAD3-BATT-BRKT | S54430-B3-A1 | BRACKET TO HOLD DOWN BT-33 | 47.74 | 64 | L3 | 1.5 | LB | US
PAD4-BATT-BRKT | S54430-B4-A1 | Battery bracket for seismic certification | 127.68 | 170 | L3 | 1.509 | LB | US
BB-55 | 500-693298 | BATTERY BOX FOR 55 AH BATTERIES | 646.53 | 862 | L3 | 25.363 | LB | US
BB-55R | 500-693484 | BATTERY BX-55 AH BATTERIES(RED) | 741.27 | 988 | L3 | 25.587 | LB | US
CAB-BATT | 500-633917 | ENCLOSURE FOR 100AH BATTERIES | 519.6 | 693 | L3 | 29.163 | LB | US
CAB-BATT-R | 500-634925 | ENCLOSURE FOR 100AH BATTERIES - RED | 519.6 | 693 | L3 | 29.175 | LB | US
CAB-55-BRKT | S54430-B1-A1 | BRACKET TO HOLD DOWN BTX-2 | 125.07 | 167 | L3 | 11.525 | LB | US
CAB-100-BRKT | S54430-B2-A1 | BRACKET TO HOLD DOWN BTX-3 | 101.19 | 135 | L3 | 12.55 | LB | US
FHA2032-U1 | S54400-B43-A1 | Battery bracket | 134.16 | 179 | L3 | 3.878 | LB | US
FHA2042-U1 | S54400-B55-A1 | Battery bracket (33 Ah) | 133.03 | 177 | L3 | 3 | LB | US
FHA2044-U1 | S54400-B167-A1 | Battery Fixing Bracket for EBA2001 | 124.11 | 165 | L3 | 0.386 | LB | CN
FHA901-U1 | S54433-B107-A1 | 50 pt system Battery Bracket | 98.09 | 131 | L3 | 0.8 | LB | CN
COMMUNICATORS-DACT/IP/GSM ---------------------------------------------------------------------------------------------------------------------------------------------
DCT-1E | 500-699290 | 5 CHANNEL DIALER WITH ENCLOSURE | 515.55 | 687 | L3 | 3.428 | LB | CN
DCT-P | 500-699291 | PROGRAMMER FOR DCT-1E AND MDACT | 427.5 | 570 | L3 | 0.728 | LB | CN
DCT-IPGSM | S54400-C70-A1 | Starlink LTEV Communicator-24VDC | 357.73 | 477 | L3 | 4 | LB | US
DCT-IPGSM120 | S54400-C71-A1 | Starlink LTEV Communicator-120VAC | 557.6 | 743 | L3 | 10 | LB | US
DCT-IPGSM24R | S54400-C72-A1 | Starlink LTEV Communicator-24V-ENC | 486.88 | 649 | L3 | 12 | LB | US
TXR CONVENTIONAL RELEASING PANEL --------------------------------------------------------------------------------------------------------------------------------------
TXR-320 | 500-537020 | TXR-320 6 ZONE DELUG / EXTING PANEL | 1732.9 | 2311 | L3 | 45.487 | LB | CA
TPR-300 | 500-837024 | TPR-300 POLARITY REVERSAL / CITY TIE | 275.82 | 368 | L3 | 5 | LB | CA
TRM-306 | 500-837022 | TRM-306 6 RELAY ADDER | 217.06 | 289 | L3 | 0.441 | LB | CA
TICAC | 500-837025 | TICAC 6 CLASS A INPUT CONVERTER | 229.06 | 305 | L3 | 0.606 | LB | CA
TOCAC | 500-837026 | TOCAC 2 CLASS A OUT CONVERTER | 82.75 | 110 | L3 | 0.169 | LB | CA
TCFG-300 | 500-737017 | TCFG-300 CONFIGURATION TOOL | 148.7 | 198 | L3 | 0.409 | LB | CA
TSRM-312 | 500-637018 | TSRM-312 SMART RELAY MODULE | 686.29 | 915 | L3 | 3.106 | LB | CA
TRAM-208 | 500-337019 | 8 POINT LED ANNUNCIATOR | 557.92 | 744 | L3 | 1.247 | LB | CA
EL-300C | 500-645852 | END OF LINE DEVICE | 9.87 | 13 | L3 | 0.072 | LB | CA
EL-320 | 500-637032 | EL-320 EOL WITH DIODE (SOLENOIDS) | 17.29 | 23 | L3 | 0.078 | LB | CA
CLR-1500 | 500-637033 | END OF LINE DEVICE Current limiter Red | 35.98 | 48 | L3 | 0.075 | LB | CA
/// ADDRESSABLE CONTROL PANELS ------------------------------------------------------------------------------------------------------------------------------------------
FIREFINDER XLS ----------------------------------------------------------------------------------------------------------------------------------------------------------------------
XLS BASIC FIRE SYSTEM PACKAGES WITHOUT BACKBOX
XLS-500-ID-SP | 599-050594 | INCLUDES: (2) DLC, (1) PMI-3, (1) ZIC-4A (1) CC-5 , (1) PSC-12, (1) ID-SP | 17412.3 | 23216 | L3 | 28.2 | LB | CN
XLS-250-ID-SP | 599-050595 | INCLUDES: (1) DLC, (1) PMI-3, (1) ZIC-4A (1) CC-5 , (1) PSC-12, (1) ID-SP | 14529.46 | 19373 | L3 | 27.2 | LB | CN
XLS-250-CAB2-BD | 599-050597 | INCLUDES: (1) PMI-3, (1) PSC-12, (1) CC-5, (1) DLC, (1) ID-SP, (1) BCL (1) ZIC-4A, (1) CAB2-BD, (1) OD-LP | 17099.56 | 22799 | L3 | 66 | LB | US
XLS-250-CAB3-BD | 599-050598 | INCLUDES: (1) PMI-3, (1) PSC-12, (1) CC-5, (1) DLC, (1) ID-SP, (1) BCL (1) ZIC-4A, (1) CAB3-BD, (1) OD-LP | 17746.22 | 23662 | L3 | 79 | LB | CN
FIREFINDER - XLS ELECTRONICS PACKAGES
XLS-250-ZIC4A-EP | S54430-S5-A1 | XLS-250-ZIC4A-EP INCLUDES: (1) DLC , (1)PMI-3, (1) ZIC-4A, (1) CC-5, (1) PSC-12 | 14339 | 19119 | L3 | 24.4 | LB | US
XLS-250-ZIC8B-EP | S54430-S7-A1 | XLS-250-ZIC8B-EP INCLUDES: (1) DLC, (1) PMI-3, (1) ZIC-8B, (1) CC-5, (1) PSC-12 | 14581.19 | 19442 | L3 | 24.3 | LB | US
FIREFINDER - XLS BASIC SYSTEM EQUIPMENT
CC-5 | 500-633037 | CARDCAGE (5 SLOTS) FOR ALL CARDS BACKBOX - 2 POSITIONS | 794.73 | 1060 | L3 | 4.181 | LB | MY
ZIC-4A | 500-033050 | 4 NAC ZONES (CODED OR NON-CODED SYNC, OR NON SYNC STROBE, MT,LL., RELEASING) 3A EACH MAX., CLASS A OR B ONE CARD SLOT CC-5/CC-2 | 1123.35 | 1498 | L3 | 1.688 | LB | US
DLC | 500-033090 | INTELLIGENT DEVICE LOOP CARD (2 LOOPS/252 ADDRESSES TOTAL) ONE CARD SLOT CC-5/CC-2 | 2588.35 | 3451 | L3 | 1.041 | LB | US
MLC | S54431-B4-A1 | MXL ADDRESSABLE DEVICE LINE CARD FOR FIREFINDER XLS (2 LOOP / 60 DEVICES PER LOOP) ONE CARD SLOT CC-5/CC-2 | 1591.78 | 2122 | L3 | 0.925 | LB | MX
CRC-6 | 500-033250 | (6) FORM 'C' RELAYS (LOGIC CONTROLLED) ONE CARD SLOT CC-5/CC-2 | 736.77 | 982 | L3 | 0.988 | LB | US
PSC-12 | 500-033340 | 12A@24VDC POWER SUPPLY & 100AH BATTERY CHARGER, CONTAINS 4 RELAYS BACKBOX - 1 POSITION | 2928.89 | 3905 | L3 | 10.05 | LB | MY
PSC-ISO-CBL | S54430-K4-A1 | PSC-ISO-CBL 60 PIN MULTI-PS PMI CBL ASS INCLUDES PMI-2 & GPMI-HW-KEY | 135.29 | 180 | L3 | 0.212 | LB | US
GPMI-2-HW-KEY | S54430-C4-A1 | HW KEY FOR PMI-2 AND PMI-3 GLOBAL | 1173.37 | 1564 | L3 | 0.341 | LB | CN
PMI-3 | S54430-C15-A1 | PERSON MACHINE INTERFACE 3 MAIN CENTRAL PROCESSOR INNER DOOR - 2 POSITIONS | 5660.06 | 7547 | L3 | 6.434 | LB | US
PMI-3 LABEL KITS | S54430-C16-A1 | PMI-3 LABEL KIT PMI-3 INT AND NAV OVRLS | 182.79 | 244 | L3 | 0.078 | LB | US
FIREFINDER - XLS SYSTEM EXPANSIONS
NIC-C | 500-033240 | NETWORK INTERFACE CARD - H-NET, OR X-NET, AND CAN ONE CARD SLOT CC-5/CC-2 | 870.93 | 1161 | L3 | 1.105 | LB | US
NRC | S54430-A2-A1 | 2nd GENERATION NETWORK RING CARD | 1436 | 1915 | L3 | 1.059 | LB | US
IIC | 500-850328 | INTERFACE ISOLATION CARD REQUIRED FOR NCC TO NRC CONNECTIONS | 197.96 | 264 | L3 | 0.125 | LB | US
PSX-12 | 500-034120 | 12A POWER SUPPLY EXTENDER (CONTAINS NO BATTERY CHARGER SHARES PSC-12 CHARGER) CAB-MP - 1 POSITION | 2427.47 | 3237 | L3 | 8.425 | LB | MY
PTB | 500-033390 | POWER TERMINATION BOARD REQUIRED FOR APPLICATIONS WHICH USE MORE THAN ONE PSX-12) MOUNTS IN CAB'S | 369.53 | 493 | L3 | 1.172 | LB | MY
CC-2 | 500-633440 | CARDCAGE (2 SLOTS)- ALL CARDS CAB-MP - 1 POSITION | 436.6 | 582 | L3 | 2.913 | LB | MY
CC-5 | 500-633037 | CARDCAGE (5 SLOTS) FOR ALL CARDS BACKBOX - 2 POSITIONS | 794.73 | 1060 | L3 | 4.181 | LB | MY
ZIC-4A | 500-033050 | 4 NAC ZONES (CODED OR NON-CODED SYNC OR NON SYNC, MT, LL, RELEASING) 3A MAX., CLASS A OR B ONE CARD SLOT CC-5/CC-2 | 1123.35 | 1498 | L3 | 1.688 | LB | US
LLM-1 | 500-893532 | POWER LIMITED LEASE LINE INTERFACE | 690.58 | 921 | L3 | 0.328 | LB | US
ZIC-8B | 500-648670 | (8) NAC ZONES CODED OR NON CODED ONE CARD SLOT CC-5/CC-2 | 1235.9 | 1648 | L3 | 1.684 | LB | US
ZIC-2C | 500-648671 | 2 CHANNEL ADAPTER CARD FOR ZIC-8B | 337.69 | 450 | L3 | 0.394 | LB | US
DLC | 500-033090 | INTELLIGENT DEVICE LOOP CARD (2 LOOPS/252 ADDRESSES TOTAL) ONE CARD SLOT CC-5/CC-2 | 2588.35 | 3451 | L3 | 1.041 | LB | US
CDC-4 | 500-034200 | CONVENTIONAL DETECTOR CARD | 837.97 | 1117 | L3 | 1.097 | LB | CN
CRC-6 | 500-033250 | (6) FORM 'C' RELAYS (LOGIC CONTROLLED) ONE CARD SLOT CC-5/CC-2 (4 ZONE) ONE CARD SLOT CC-5/CC-2 | 736.77 | 982 | L3 | 0.988 | LB | US
PSC-12 | 500-033340 | 12A@24VDC POWER SUPPLY & 100AH 100AH BATTERY CHARGER, CONTAINS (4) RELAYS CAB-MP - 1 POSITION | 2928.89 | 3905 | L3 | 10.05 | LB | MY
FN2006-U1 | S54400-A61-A1 | Fiber Module (SM) | 5982.81 | 7977 | L3 | 2.013 | LB | CH
FN2007-U1 | S54400-A62-A1 | Fiber Module (MM) | 1629.34 | 2172 | L3 | 2.061 | LB | CH
D2300CPS | 500-650018 | MULTI-MODE FIBER OPTIC INTERFACE | 1687.3 | 2250 | L3 | 1.828 | LB | US
D2325CPS | 500-650019 | SINGLE MODE FIBER OPTIC INTERFACE | 6192.02 | 8256 | L3 | 1.806 | LB | US
X-204-2 | 500-650537 | SCALANCE X-204-2 PACKAGED | 3237.16 | 4316 | L3 | 2.347 | LB | DE
X-204-2LD | S54430-A6-A1 | Ethernet Single mode Fiber Switch | 5508.57 | 7345 | L3 | 2.378 | LB | DE
XND-M | S54431-B5-A1 | XND-M (XNET Interface) Module for MOSA | 745.19 | 994 | L3 | 0.272 | LB | US
XDACT-ASSY | S54430-A5-A1 | MOUNTING PLATE, CONNECTION CABLE(PMI-3 TO DIALER), POWER CONNECTOR | 265.45 | 354 | L3 | 1.678 | LB | CN
LXDACT-CBL | S54430-K5-A1 | LXDACT-CBL Longer XDACT to PMI cable | 57.28 | 76 | L3 | 0.4 | LB | US
FCA2015-U1 | S54400-A63-A1 | Dialer module (DACT) | 395.67 | 528 | L3 | 0.536 | LB | CH
FIREFINDER - XLS SYSTEM ENCLOSURES - SMALL - ONE ROW
CAB1 | 500-633007 | SMALL (ONE ROW) ENCLOSURE-SHIPS ASSEMBLED AS A COMPLETE PACKAGE IN A SINGLE BOX CONTAINING (1) BACKBOX, (1) INNER DOOR, (1) OUTER DOOR AND (1) CLEAR LENS (OD-LP). (BLACK) FIELD MOUNTED | 903.7 | 1205 | L3 | 58 | LB | US
CAB1R | 500-633728 | SAME AS CAB1-W/ RED ENCLOSURE FIELD MOUNTED | 903.7 | 1205 | L3 | 57 | LB | US
CAB1-TK | 500-633013 | CAB1 SEMI FLUSH MNT TRIM KIT BLK MOUNTS TO CAB1 | 268.33 | 358 | L3 | 4.578 | LB | US
CAB1R-TK | 500-633729 | CAB1R SEMI FLUSH MNT TRIM KIT RED MOUNTS TO CAB1R | 378.88 | 505 | L3 | 4.619 | LB | US
FIREFINDER - XLS SYSTEM ENCLOSURES - MEDIUM - TWO ROW
CAB2-BB | 500-633009 | MEDIUM SIZE (2 ROW) ENCLOSURE BACKBOX - BLACK FIELD MOUNTED | 686.66 | 916 | L3 | 49 | LB | US
CAB2-RB | 500-634941 | MEDIUM SIZE (2 ROW) ENCLOSURE BACKBOX - RED FIELD MOUNTED | 686.66 | 916 | L3 | 49 | LB | US
CAB2-BD | 500-633008 | MEDIUM ENCLOSURE INNER & OUTER DOORS - BLACK MOUNTS TO CAB2-BB | 1065.52 | 1421 | L3 | 35 | LB | US
CAB2-TK | 500-633014 | MEDIUM ENCLOSURE SEMI FLUSH TRIM KIT-BLACK MOUNTS TO CAB2-BB | 351.32 | 468 | L3 | 6.5 | LB | US
CAB2-RD | 500-633755 | MEDIUM ENCLOSURE INNER & OUTER DOORS - RED MOUNTS TO CAB2-RB | 1389.4 | 1853 | L3 | 35 | LB | US
CAB2R-TK | 500-633753 | MEDIUM ENCLOSURE SEMI FLUSH TRIM KIT - RED MOUNTS TO CAB2-RB | 493.86 | 658 | L3 | 6.013 | LB | US
CAB2-XBD | 500-633768 | MEDIUM ENCLOSURE TRANSPONDER DOOR - BLACK MOUNTS TO CAB2-BB | 734.99 | 980 | L3 | 27.4 | LB | US
CAB2-XRD | 500-633792 | MEDIUM ENCLOSURE TRANSPONDER DOOR - RED MOUNTS TO CAB2-RB | 720.84 | 961 | L3 | 31 | LB | US
CAB2-BD-OD-LP | 599-050599 | INCLUDES: (1) CAB2-BD, (1) BCL AND (1) OD-LP | 1217.24 | 1623 | L3 | 38.8 | LB | US
FIREFINDER - XLS SYSTEM ENCLOSURES - LARGE - THREE ROW
CAB3-BB | 500-633011 | LARGE SIZE (3 ROW) ENCLOSURE BACKBOX - BLACK FIELD MOUNTED | 834.29 | 1112 | L3 | 65 | LB | US
CAB3-RB | 500-634942 | LARGE SIZE (3 ROW) ENCLOSURE BACKBOX - RED FIELD MOUNTED | 834.29 | 1112 | L3 | 65 | LB | US
CAB3-BD | 500-633010 | LARGE ENCLOSURE INNER & OUTER DOORS - BLACK MOUNTS TO CAB3-BB | 1326.09 | 1768 | L3 | 45 | LB | US
CAB3-TK | 500-633015 | LARGE ENCLOSURE SEMI FLUSH TRIM KIT - BLACK MOUNTS TO CAB3-BB | 734.5 | 979 | L3 | 7.8 | LB | US
CAB3-RD | 500-633757 | LARGE ENCLOSURE INNER & OUTER DOORS - RED MOUNTS TO CAB3-RB | 1639.54 | 2186 | L3 | 55 | LB | US
CAB3R-TK | 500-633754 | LARGE ENCLOSURE TRIM KIT - RED MOUNTS TO CAB3-RB | 739.89 | 987 | L3 | 1.063 | LB | US
CAB3-XBD | 500-633769 | LARGE ENCLOSURE TRANSPONDER DOOR - BLACK MOUNTS TO CAB3-BB | 819.61 | 1093 | L3 | 36 | LB | US
CAB3-XRD | 500-633793 | LARGE ENCLOSURE TRANSPONDER DOOR - RED MOUNTS TO CAB3-RB | 803.86 | 1072 | L3 | 14 | LB | US
CAB3-BD-OD-LP | 599-050600 | INCLUDES: (1) CAB3-BD, (1) BCL AND (1) OD-LP | 1495.14 | 1994 | L3 | 51.8 | LB | US
CAB ENCLOSURE OUTER DOOR ACCESSORIES
OD-LP | 500-633016 | CLEAR LENS FOR CAB DOOR MOUNTS TO CAB OUTER DOOR | 73.74 | 98 | L3 | 2.266 | LB | US
OD-BP | 500-633017 | CAB OUTER DOOR BLANK PLATE MOUNTS TO CAB OUTER DOOR INNER AND OUTER DOOR INTERCHANGEABLE | 88.69 | 118 | L3 | 5.619 | LB | US
OD-BP-R | 500-634919 | CAB OUTER DOOR BLANK PLATE - RED MOUNTS TO CAB OUTER DOOR | 162.6 | 217 | L3 | 5.813 | LB | US
OD-GP | 500-633018 | CAB OUTER DOOR GRILL PLATE MOUNTS TO CAB OUTER DOOR | 140.98 | 188 | L3 | 5.803 | LB | US
OD-GP-R | 500-634920 | CAB OUTER DOOR GRILL PLATE - RED MOUNTS TO CAB OUTER DOOR | 180.78 | 241 | L3 | 5.85 | LB | US
CAB ENCLOSURE INNER DOOR ACCESSORIES
ID-SP | 500-633028 | INNER DOOR SINGLE BLANK PLATE (2 PER PACKAGE) MOUNTS TO CAB/REMBOX INNER DOORS | 88.69 | 118 | L3 | 3.05 | LB | US
ID-MP | 500-633027 | INNER DOOR CONTROL MODULE MOUNTING PLATE (4 PLATES PER PACKAGE) EACH PLATE HOLDS UP TO (4) SCM-8LCM-8/BCM OR (2) FCM-6 MOUNTS TO CAB/REMBOX INNER DOORS | 335.41 | 447 | L3 | 3.2 | LB | US
HTSW-1 | 500-033350 | TAMPER SWITCH FOR CAB'S AND REMBOX'S MOUNTS TO CAB/REMBOX INNER DOORS | 69.36 | 92 | L3 | 0.084 | LB | US
CAB ENCLOSURE BACKBOX ACCESSORIES
MOM2-XMP | 500-634822 | MOUNTING PLATE TO MOUNT NIM-1W AND NIM-1M FOR XET BRIDGE | 164.41 | 219 | L3 | 1.756 | LB | US
MOM-2 | 500-892766 | EXPANSION CARDCAGE (2 SLOTS) | 487.67 | 650 | L3 | 1.887 | LB | MY
D2300-MP | 500-634758 | MOUNTING PLATE TO HOLD UP TO 2 D2300CP MODULES AND 1 PS5A MODULE | 241.04 | 321 | L3 | 2.788 | LB | US
CAB-MP | 500-633012 | CAB-MP MOUNTING PLATE (1 ROW) MOUNTS IN CAB'S | 108.02 | 144 | L3 | 5.55 | LB | US
REMOTE LOBBY ENCLOSURE
REMBOX2 | 500-633772 | SMALL REMOTE LOBBY ENCLOSURE PROVIDES MOUNTING SPACE FOR, LVM OR FMT OR REMOTE SWITCH AND LED MODULES (8) LCM/SCM OR (4) FCM MAX. FIELD MOUNTED | 953.94 | 1272 | L3 | 20.125 | LB | US
REMBOX4 | 500-633914 | LARGE REMOTE LOBBY ENCLOSURE PROVIDES MOUNTING SPACE FOR, LVM OR FMT OR REMOTE SWITCH AND LED MODULES (16) LCM/SCM OR (8) FCM MAX. FIELD MOUNTED | 1288.21 | 1718 | L3 | 28.988 | LB | US
REMBOX2R | 500-650612 | SMALL REMOTE LOBBY RED ENCLOSURE PROVIDES MOUNTING SPACE FOR, LVM OR FMT OR REMOTE SWITCH AND LED MODULES (8) LCM/SCM OR (4) FCM MAX. FIELD MOUNTED | 1006.23 | 1342 | L3 | 19.962 | LB | US
REMBOX4R | 500-650613 | LARGE REMOTE LOBBY RED ENCLOSURE PROVIDES MOUNTING SPACE FOR, LVM OR FMT OR REMOTE SWITCH AND LED MODULES (16) LCM/SCM OR (8) FCM MAX. FIELD MOUNTED | 1337.11 | 1783 | L3 | 28.063 | LB | US
REMBOX2-MP | 500-634211 | OPTIONAL MOUNTING PLATE FOR REMBOX2 -REQ. TO MOUNT UP TO (4) SIM-16 OR OCM-16 MOUNTS IN REMBOX2 | 134.16 | 179 | L3 | 2.044 | LB | US
REMBOX4-MP | 500-634212 | OPTIONAL MOUNTING PLATE FOR REMBOX4 - REQ. TO MOUNT UP TO (8) SIM-16 OR OCM-16 MOUNTS IN REMBOX4 | 151.23 | 202 | L3 | 4.4 | LB | US
RNI | 500-033420 | REMOTE NETWORK INTERFACE (REQUIRED FOR REMOTE, LVM,FMT SCM/LCM/ FCM APPLICATIONS) MOUNTS IN REMBOX'S | 686.73 | 916 | L3 | 0.05 | LB | CN
RNI-CAB-BRKT | 500-650062 | MOUNTS RNI IN CAB-1, CAB-2, CAB-3 ENCLOSURE | 134.16 | 179 | L3 | 1.284 | LB | US
RNI-CBL | 500-650063 | CABLE NEEDED FOR SECOND RNI | 134.16 | 179 | L3 | 0.153 | LB | US
XLS 19" RACK MOUNT MODULES
MPF-RK | 500-634776 | MOUNTS MODULES PMI/PMI-2/LVM /FMT/FCM-6/LCM-6/SCM-8 | 602.61 | 803 | L3 | 4.628 | LB | US
MPR-RK | 500-634775 | MOUNTS MODULES CC-5/CC-2 /PSC-12/PSX-12/ZAM-180 | 468.44 | 625 | L3 | 4.325 | LB | US
PTB-RK | 500-634774 | MOUNTS UP TO 2 PTB5 | 396.8 | 529 | L3 | 1.9 | LB | US
BP-RK | 500-634777 | BLANK PLATE | 602.61 | 803 | L3 | 4.694 | LB | US
XLS-RK19 | 500-634778 | 19" RACK INCLUDES RACK, DOOR & ALL SIDE PANELS | 7026.58 | 9369 | L3 | 300 | LB | US
FIREFINDER XLS ENCLOSURE ADAPTERS FOR MXL AND MXL-IQ
XLS-MSE2-ADPT | S54430-C7-A1 | MSE-2 BLACK ENCLOSURE ADAPTER FOR FIREFINDER XLS | 952.97 | 1271 | L3 | 31.188 | LB | US
XLS-MSE2R-ADPT | S54430-C7-A2 | MSE-2R RED ENCLOSURE ADAPTER FOR FIREFINDER XLS | 1810.09 | 2413 | L3 | 29.837 | LB | US
XLS-MME3-ADPT | S54430-C8-A1 | MME-3 AND MBR-2 BLACK ENCLOSURE ADAPTER FOR FIREFINDER XLS | 1623.62 | 2165 | L3 | 42 | LB | US
XLS-MME3R-ADPT | S54430-C8-A2 | MME-3R RED ENCLOSURE ADAPTER FOR FIREFINDER XLS | 2026.12 | 2701 | L3 | 42 | LB | US
XLS-MLE6-ADPT | S54430-C9-A1 | MLE-6 BLACK ENCLOSURE ADAPTER FOR FIREFINDER XLS | 2076.14 | 2768 | L3 | 68 | LB | US
XLS-MLE6R-ADPT | S54430-C9-A2 | MLE-6R RED ENCLOSURE ADAPTER FOR FIREFINDER XLS | 2427.47 | 3237 | L3 | 68 | LB | US
XLS-MSE3-ADPT | S54430-C14-A1 | MXL-IQ MSE-3L AND MSE-3M BLACK ENCLOSURE ADAPTER FORFIREFINDER XLS | 837.97 | 1117 | L3 | 32.763 | LB | US
XLS-MSE3R-ADPT | S54430-C14-A2 | MXL-IQ MSE-3LR and MSE-3MR RED ENCLOSURE ADAPTER FOR FIREFINDER XLS | 2194.39 | 2926 | L3 | 32.888 | LB | US
XLS-RCC1-ADPT | S54430-Z14-A1 | RCC-1 BLACK ENCLOSURE ADAPTER FOR FIREFINDER XLS SSD | 527.56 | 703 | L3 | 4.019 | LB | US
XLS-RCC13F-ADPT | S54430-Z13-A1 | RCC-1F AND RCC-3F BLACK ENCLOSURE ADAPTER FOR FIREFINDER XLS SSD | 955.07 | 1273 | L3 | 7.425 | LB | US
XLS-RCC13FR-ADPT | S54430-Z13-A2 | RCC-3F RED ENCLOSURE ADAPTER FOR FIREFINDER XLS SSD | 1035.83 | 1381 | L3 | 7.5 | LB | US
XLS-EXT-CABLE-PKG | S54430-K1-A1 | INCLUDES 60" 60 PIN CABLE, 60" CAN CABLE, LONG GROUND STRAP CABLE | 335.41 | 447 | L3 | 0.825 | LB | US
BATTERY ENCLOSURES & BATTERIES
BP-61 | 175-387194 | BATTERY SET 12V 18AH MOUNTS IN CAB ENCLOSURE OR BATTERY BOX | 701.19 | 935 | L3 | 25.42 | LB | CN
BTX-1 | 175-083897 | BATTERY SET 12V 33AH MOUNTS IN CAB ENCLOSURE OR BATTERY BOX | 948.59 | 1265 | L3 | 24.06 | LB | CN
BTX-2 | 175-083898 | BATTERY SET 12V 55AH MOUNTS IN CAB-BATT | 1285.24 | 1714 | L3 | 41.38 | LB | CN
BTX-3 | 599-034220 | BATTERY SET 12V 100AH MOUNTS IN CAB-BATT | 2465.89 | 3288 | L3 | 72.25 | LB | CN
CAB-BATT | 500-633917 | ENCLOSURE FOR 100AH BATTERIES FIELD MOUNTED | 519.6 | 693 | L3 | 29.163 | LB | US
CAB-BATT-R | 500-634925 | ENCLOSURE FOR 100AH BATTERIES - RED FIELD MOUNTED | 519.6 | 693 | L3 | 29.175 | LB | US
CAB-55-BRKT | S54430-B1-A1 | BRACKET TO HOLD DOWN BTX-2 55AH BATTERIES IN CAB-BATT ENCLOSURE (REQUIRED FOR SEISMIC APPLICATIONS | 125.07 | 167 | L3 | 11.525 | LB | US
CAB-100-BRKT | S54430-B2-A1 | BRACKET TO HOLD DOWN BTX-3 100AH BATTERIES IN CAB-BATT ENCLOSURE REQUIRED FOR SEISMIC APPLICATIONS | 101.19 | 135 | L3 | 12.55 | LB | US
GRAPHIC ANNUNCIATOR OUTPUT DRIVERS & INPUTS
OCM-16 | 500-033150 | OUTPUT CONTROL MODULE; (16) MOUNTS TO REMBOX-MP'S OR IN CUSTOM GRAPHIC | 519.6 | 693 | L3 | 0.725 | LB | US
SIM-16 | 500-034060 | SUPERVISED INPUT MODULE; (16) SUPERVISED INPUTS (WITH 2 CONTROL RELAYS) OUTPUTS TO DRIVE LED'S OR RELAYS MOUNTS TO REMBOX-MP'S OR IN CUSTOM GRAPHIC | 519.6 | 693 | L3 | 0.9 | LB | US
PANEL OR REMOTE MOUNTED SWITCH & LED MODULES
FCM-6 | 500-033140 | (6) FAN CONTROL SWITCH MODULE MOUNTS TO ID-MP | 643.53 | 858 | L3 | 0.634 | LB | US
SCM-8 | 500-033040 | (8) SWITCH MODULE MOUNTS TO ID-MP | 351.32 | 468 | L3 | 0.406 | LB | US
LCM-8 | 500-033100 | (8) LED MODULE MOUNTS TO ID-MP | 335.41 | 447 | L3 | 0.347 | LB | CN
BCM | 500-033320 | INNER DOOR BLANK PLATE (4 PLATE IN PACKAGE) MOUNTS TO ID-MP | 202.39 | 270 | L3 | 0.397 | LB | US
CSB | 500-033130 | CAN SOUNDER BOARD (FOR REMOTELY MOUNTED SCM/FCM FOR KEY PRESS AUDIBLE FEEDBACK) MOUNTS TO SCM/FCM | 86.95 | 116 | L3 | 0.081 | LB | CN
CSB-BRKT | 500-650492 | CSB-BRKT | 327.9 | 437 | L3 | 1.05 | LB | US
REMOTE PRINTER INTERFACES & PRINTER
RPM | 500-033270 | REMOTE PRINTER MODULE (RS232, PARALLEL PRINTER PORT) FIELD MOUNTED | 1557.67 | 2077 | L3 | 5.031 | LB | US
PAL-2 | S54463-B1-A1 | NON UL LISTED PARALLEL PRINTER | 2227.68 | 2970 | L3 | 21.2 | LB | JP
TSP-40-PP | 500-691888 | TSP-40 PRINTER PAPER | 120.52 | 161 | L3 | 1.919 | LB | FI
XMI | 500-034870 | XLS TO MXL INTERFACE BOARD | 218.32 | 291 | L3 | 0.744 | LB | US
NIM-1M | 500-699104 | UL864 LISTED ANALOG MODEM DAUGHTERBOARD DESIGNED TO COMMUNICATE WITH NIM-1W ONLY | 2595.84 | 3461 | L3 | 0.591 | LB | US
DCT-1E | 500-699290 | 5 CHANNEL DIALER WITH ENCLOSURE | 515.55 | 687 | L3 | 3.428 | LB | CN
DCT-P | 500-699291 | PROGRAMMER FOR DCT-1E AND MDACT | 427.5 | 570 | L3 | 0.728 | LB | CN
TSP-XC | 500-849950 | CABLES FOR TSP-40A (XLS) | 35.25 | 47 | L3 | 0.159 | LB | US
TSP-XB | 500-849949 | BRACKETS FOR TSP-40A (XLS) | 117.1 | 156 | L3 | 5.384 | LB | US
NIM-1W | 500-699103 | LOCAL & WIDE AREA NETWORK | 1720.68 | 2294 | L3 | 1.575 | LB | US
K-CBL | S54430-C24-A1 | K-CBL Keltron Printer Modular OIs/PMIs | 154.56 | 206 | L3 | 0.02 | LB | US
REMOTE LCD DISPLAYS
SSD | 500-034170 | REMOTE LCD DISPLAY (NO CONTROL OR MENU CAPABILITY) FIELD MOUNTED | 1171.1 | 1561 | L3 | 3.472 | LB | US
SSD-C | 500-648733 | REMOTE LCD DISPLAY W/ CONTROL- ACU/SIL/RESET (NO MENU CAPABILITY) FIELD MOUNTED | 1339.37 | 1786 | L3 | 3.872 | LB | US
SSD-C-REM | 500-634773 | REMOTE LCD DISPLAY W CONTROL MOUNTED ON PANEL INNER DOOR OR REMBOX | 1339.37 | 1786 | L3 | 0.003 | LB | US
SSD-INT | 500-034740 | SSD-INT | 1616.62 | 2155 | L3 | 3.391 | LB | US
SSD-C-INT | 500-034750 | SSD-C-INT | 1950.25 | 2600 | L3 | 3 | LB | US
SYSTEM ACCESSORIES, CABLES, ETC.
CCL | 599-634214 | CAN CABLE-3 FT. LONG. REQUIRED FOR SCM/LCM/FCM MODULES FROM CC-5/CC-2 INNER DOOR AND FROM ROW TO ROW ON CAB INNER DOORS. | 27.27 | 36 | L3 | 2 | LB | US
ZIC-JMPR | 500-634878 | JUMPER SET | 102.33 | 136 | L3 | 0.356 | LB | US
ANTI-INTERFERENCE CAP PKG | S54431-N1-A1 | ANTI-INTERFERENCE CAPACITOR FOR HNET NETWORK COMMUNICATION | 104.6 | 139 | L3 | 0.06 | LB | US
PSC-CBL-24 | 500-634879 | 24" CABLE FROM PTB TO PSC-12 | 35.25 | 47 | L3 | 0.109 | LB | US
BCL | 599-633997 | 60 PIN CABLE LONG-REQUIRED IN CAB2,2X AND CAB3,3X FOR ROW TO ROW CONNECTIONS | 135.29 | 180 | L3 | 0.359 | LB | US
EXTRA-LONG CABLE | 555-135860 | 60 PIN 6 1/2 FOOT CABLE FOR CAB2,2X AND CAB3,3X ROW TO ROW CONNECTIONS | 167.14 | 223 | L3 | 0.613 | LB | US
AC-ADPT | 500-633992 | TECHNICIANS LAPTOP AC POWER ADAPTER CABLE FOR PSC-12/PTB (FOR SERVICE USE ONLY) | 86.42 | 115 | L3 | 0.266 | LB | US
PMI-UK | 500-634780 | PMI-UK UPGRADE KIT (BOOT ROM) JUMPERS FOR ZIC 24V POWER | 113.69 | 152 | L3 | 0.159 | LB | US
VPM | S54430-F93-A2 | VESDA PERIPHERAL MODULE FOR XLS | 1499.26 | 1999 | L3 | 3.284 | LB | US
VPM-MP | S54430-F95-A2 | VPM MOUNTING PLATE FOR XLS | 236.5 | 315 | L3 | 2.803 | LB | US
VESDA-HLI-KIT | S54430-F99-A2 | VESDA HLI KIT FOR XLS | 3503.06 | 4671 | L3 | 1 | LB | MY
PAD-3 | 599-699189 | P/S NAC EXT 6 AMPS | 853.72 | 1138 | L3 | 15 | LB | MY
PAD-3R | 599-699190 | RED P/S NAC EXT | 853.72 | 1138 | L3 | 11.9 | LB | MY
PAD3-BATT-BRKT | S54430-B3-A1 | BRACKET TO HOLD DOWN BT-33 BATTERIES IN EN-PAD ENCLOSURE | 47.74 | 64 | L3 | 1.5 | LB | US
PAD-4-6A | S54339-A1-A1 | Complete 6 amp PAD-4 kit (enclosure, board, 170W power supply) | 917.55 | 1223 | L3 | 12 | LB | US
PAD-4-6A-CLSA | S54339-A2-A1 | Complete 6 amp PAD-4 kit with Class A adapter | 1016.02 | 1355 | L3 | 12.5 | LB | US
PAD-4-9A | S54339-A3-A1 | Complete 9 amp PAD-4 kit (enclosure, board, 300W power supply) | 1193.46 | 1591 | L3 | 32 | LB | US
PAD-4-9A-CLSA | S54339-A4-A1 | Complete 9 amp PAD-4 kit with Class A adapter | 1291.93 | 1723 | L3 | 31.5 | LB | US
PAD-4-MB | 500-650217 | PAD-4 NAC expander main board | 652.45 | 870 | L3 | 1.744 | LB | US
PAD-4-ENCL | 500-050081 | PAD-4 NAC expander enclosure | 180.7 | 241 | L3 | 10.813 | LB | US
PAD-4-CLSA | 500-850254 | PAD-4 NAC expander Class A adapter card | 98.47 | 131 | L3 | 0.169 | LB | CN
FP2011-U1 | 500-450222 | Power Supply (170 W) | 330.88 | 441 | L3 | 2.919 | LB | CN
FP2012-U1 | S54400-Z60-A1 | 300W power supply | 378.62 | 505 | L3 | 3.413 | LB | CN
S3AP | 500-650257 | PAD-4 NAC expander adapter plate for System 3 enclosure | 104.96 | 140 | L3 | 2.306 | LB | US
PAD-4-LUA | S54389-C1-A1 | PAD-4 NAC expander Laptop Upload Adapter | 95.22 | 127 | L3 | 0.212 | LB | US
PAD4-BATT-BRKT | S54430-B4-A1 | Battery bracket for seismic certification | 127.68 | 170 | L3 | 1.509 | LB | US
PS-5A | 500-492369 | PS-5A PWR SUP MOD | 565.08 | 753 | L3 | 0.247 | LB | MY
SNU-ASSY | S54430-A3-A1 | SNU ASSY SINGLE NODE UPLOAD ASSEMBLY | 730.59 | 974 | L3 | 1.141 | LB | US
PMI-1 UPLD-CBL | S54430-A4-A1 | PMI-1 UPLOAD CABLE | 160.99 | 215 | L3 | 0.347 | LB | US
ENCL-01 | S54465-C63-A1 | Exterior enclosure with Key Lock | 405.23 | 540 | L3 | 5.534 | LB | US
SNU-Kit | S54430-C19-A1 | SNU SALES KIT | 1394.79 | 1860 | L3 | 6.5 | LB | US
VOICE EQUIPMENT
DAC-NET | 500-035100 | DIGITAL AUDIO CARD (STAND ALONE OR MASTER SLAVE NETWORK VOICE APPLICATIONS) ONE CARD SLOT CC-5/CC-2 | 1674.78 | 2233 | L3 | 0.944 | LB | US
XDMC | S54430-B5-A1 | XLS DIGITAL MESSAGE CARD | 1312.08 | 1749 | L3 | 0.716 | LB | US
LPB | 500-035200 | LOCAL PAGE BOARD MOUNTS ON DAC-NET | 837.97 | 1117 | L3 | 0.922 | LB | US
ZAC-40 | 500-035400 | ZONE AMP CARD-40 WATTS (25V,70V OR 100V) ONE CARD SLOT CC-5/CC-2 | 1295.66 | 1728 | L3 | 2.359 | LB | US
ZAM-180 | 500-035600 | ZONE AMP MODULE-180 WATTS (25V, 70V OR 100V) CAB-MP - 1 POSITION | 2845.88 | 3795 | L3 | 11.537 | LB | US
AIC | 500-035300 | AUDIO INPUT CARD-USE TO INPUT EXTERNAL AUDIO SIGNALS INTO SYS. ONE CARD SLOT CC-5/CC-2 | 1288.21 | 1718 | L3 | 0.947 | LB | US
LVM | 500-034090 | LIVE VOICE MASTER MICROPHONE INNER DOOR - 1 POSITION (MUST LEAVE SPACE BEHIND OPEN) | 1171.1 | 1561 | L3 | 2.694 | LB | US
DFM | 500-634910 | D-NET FIBER MODULE | 758.37 | 1011 | L3 | 0.153 | LB | US
DFM-BRK | 500-633779 | DNET MODULE MNT BOARD | 444.57 | 593 | L3 | 0.897 | LB | CN
COM-BRK | S54430-B7-A1 | COM-BRK Fiber Module Mount for XLS cab | 591.23 | 788 | L3 | 1.988 | LB | US
ALCC | 500-650127 | AUDIO LEVEL CONVERSION CARD | 799.92 | 1067 | L3 | 0.787 | LB | US
VNT-PC | 500-650490 | Virtual Network Tunnel | 9745.11 | 12993 | L3 | 10 | LB | US
VNT-MP | 500-650489 | VNT Mounting Plate | 324.84 | 433 | L3 | 3.647 | LB | US
LIA | 500-850493 | LVM Interface Assembly | 162.43 | 217 | L3 | 0.5 | LB | US
TELEPHONE EQUIPMENT
FMT | 500-034100 | FIREFIGHTERS MASTER TELEPHONE INNER DOOR - 1 POSITION (MUST LEAVE SPACE BEHIND OPEN) | 1171.1 | 1561 | L3 | 0.294 | LB | US
FMT-A-ADPT | 500-050338 | CLASS A TELEPHONE RISER ADAPTER | 256.96 | 343 | L3 | 0.272 | LB | US
TZC-8B | 500-034110 | TELEPHONE ZONE CARD - 8 ZONES CLASS B ONE CARD SLOT CC-5/CC-2 | 1088.09 | 1451 | L3 | 1.125 | LB | US
FTS | 500-299448 | REMOTE WARDENS TELEPHONE STATION MOUNTS IN FB-300 OR FB-301 | 234.22 | 312 | L3 | 1.559 | LB | US
FTS-P | 500-299452 | REMOTE WARDENS TELEPHONE STATION PUSH TO TALK MOUNTS IN FB-300 OR FB-301 | 303.57 | 405 | L3 | 1.584 | LB | US
FTS-C | 500-299450 | REMOTE WARDENS TELEPHONE STATION ARMORED CABLE MOUNTS IN FB-300 OR FB-301 | 244.45 | 326 | L3 | 1.572 | LB | US
FTS-CL | 500-299453 | REMOTE WARDENS TELEPHONE STATION ARMORED CABLE & LED MOUNTS IN FB-300 OR FB-301 | 362.85 | 484 | L3 | 1.622 | LB | US
FTS-PCL | 500-299451 | REMOTE WARDENS TELEPHONE STATION ARMORED CABLE, LED & PUSH TO TALK MOUNTS IN FB-300 OR FB-301 | 359.28 | 479 | L3 | 1.597 | LB | US
PFT | 500-699427 | PORTABLE FIREFIGHTERS TELEPHONE FIELD MOUNTED | 138.7 | 185 | L3 | 0.762 | LB | US
PFT-P | 500-699430 | PORTABLE FIREFIGHTERS TELEPHONE PUSH TO TALK FIELD MOUNTED | 225.12 | 300 | L3 | 0.772 | LB | US
FJ-303 | 500-690975 | PHONE JACK FIELD MOUNTED | 65.01 | 87 | L3 | 0.203 | LB | US
FJ-304 | 500-692670 | PHONE JACK W/ SCREW TERMINAL FIELD MOUNTED | 97.78 | 130 | L3 | 0.234 | LB | US
FJ-303SS | 500-698309 | PHONE JACK W/ STAINLESS PLATE FIELD MOUNTED | 129.62 | 173 | L3 | 0.197 | LB | US
FJ-304SS | 500-698310 | PHONE JACK W/ TERM & SS PLATE FIELD MOUNTED | 217.16 | 290 | L3 | 0.225 | LB | US
FB-300 | 500-680587 | FLUSH BOX FOR PHONE STATION FIELD MOUNTED | 195.9 | 261 | L3 | 4.3 | LB | US
FB-301 | 500-624388 | SURF BB FOR REMOTE TEL. STATION STATION FIELD MOUNTED | 155.34 | 207 | L3 | 4.794 | LB | US
FC-300 | 500-680588 | DOOR REMOTE PHONE STATION FIELD MOUNTED | 231.86 | 309 | L3 | 2.666 | LB | US
FT-GLS | 500-624347 | REPLACEMENT GLASS FOR FC-300 FIELD MOUNTED | 70.49 | 94 | L3 | 0.134 | LB | US
MTE-2 | 599-693291 | MXLV PORTABLE TEL. ENCLOSURE (6) INCLUDES: MTE-2 ENCL/DR 500-093291 MTE-2 LENS 500-693295 MTE-2 HOLDER 500-693297 | 2364.42 | 3153 | L3 | 21.4 | LB | US
MTE-2-LENS | 500-693295 | MTE-2 LENS PKG | 255.14 | 340 | L3 | 0.669 | LB | US
MTE-2-HLDR | 500-693297 | MTE-2 HOLDER PKG | 751.78 | 1002 | L3 | 2.375 | LB | US
CERBERUS PRO MODULAR --------------------------------------------------------------------------------------------------------------------------------------------------------
CERBERUS PRO MODULAR ELECTRONICS PACKAGES
C-Mod-250-ZIC4A-EP | S54430-B12-A1 | C-Mod-250-ZIC4A-EP INCLUDES: (1) XDLC , (1)FCM2041-U3, (1) ZIC-4A, (1) CC-5, (1) PSC-12 | 7419.93 | 9893 | L3 | 22.1 | LB | US
C-Mod-250-ZIC8B-EP | S54430-B13-A1 | C-Mod-250-ZIC8B-EP INCLUDES: (1) XDLC, (1) FCM2041-U3, (1) ZIC-8B, (1) CC-5, (1) PSC-12 | 7545.26 | 10060 | L3 | 22.1 | LB | US
CERBERUS PRO MODULAR BASIC SYSTEM EQUIPMENT
CC-5 | 500-633037 | CARDCAGE (5 SLOTS) FOR ALL CARDS BACKBOX - 2 POSITIONS | 794.73 | 1060 | L3 | 4.181 | LB | MY
ZIC-4A | 500-033050 | 4 NAC ZONES (CODED OR NON-CODED SYNC, OR NON SYNC STROBE, MT,LL., RELEASING) 3A EACH MAX., CLASS A OR B ONE CARD SLOT CC-5/CC-2 | 1123.35 | 1498 | L3 | 1.688 | LB | US
XDLC | S54430-B8-A1 | INTELLIGENT DEVICE LOOP CARD FOR MODULAR SYSTEMS (2 LOOPS/252 ADDRESSES TOTAL) ONE CARD SLOT CC-5/CC-2 | 1339.37 | 1786 | L3 | 1 | LB | MX
DLC | 500-033090 | INTELLIGENT DEVICE LOOP CARD (2 LOOPS/252 ADDRESSES TOTAL) ONE CARD SLOT CC-5/CC-2 | 2588.35 | 3451 | L3 | 1.041 | LB | US
MLC | S54431-B4-A1 | MXL ADDRESSABLE DEVICE LINE CARD FOR FIREFINDER XLS (2 LOOP / 60 DEVICES PER LOOP) ONE CARD SLOT CC-5/CC-2 | 1591.78 | 2122 | L3 | 0.925 | LB | MX
CRC-6 | 500-033250 | (6) FORM 'C' RELAYS (LOGIC CONTROLLED) ONE CARD SLOT CC-5/CC-2 | 736.77 | 982 | L3 | 0.988 | LB | US
PSC-12 | 500-033340 | 12A@24VDC POWER SUPPLY & 100AH BATTERY CHARGER, CONTAINS 4 RELAYS BACKBOX - 1 POSITION | 2928.89 | 3905 | L3 | 10.05 | LB | MY
PSC-ISO-CBL | S54430-K4-A1 | PSC-ISO-CBL 60 PIN MULTI-PS PMI CBL ASS INCLUDES PMI-2 & GPMI-HW-KEY | 135.29 | 180 | L3 | 0.212 | LB | US
GPMI-2-HW-KEY | S54430-C4-A1 | HW KEY FOR PMI-2 AND PMI-3 GLOBAL | 1173.37 | 1564 | L3 | 0.341 | LB | CN
CP-GPMI-KIT | S54430-B14-A1 | FCM2041-U3 + HW KEY PMI-2/3 | 4102.26 | 5470 | L3 | 7.6 | LB | US
FCM2041-U3 | S54430-C18-A1 | Cerberus Operator Interface MAIN CENTRAL PROCESSOR INNER DOOR - 2 POSITIONS | 2928.89 | 3905 | L3 | 3.8 | LB | US
PMI-3 LABEL KITS | S54430-C16-A1 | PMI-3 LABEL KIT PMI-3 INT AND NAV OVRLS | 182.79 | 244 | L3 | 0.078 | LB | US
CERBERUS PRO MODULAR SYSTEM EXPANSIONS
NIC-C | 500-033240 | NETWORK INTERFACE CARD - H-NET, OR X-NET, AND CAN ONE CARD SLOT CC-5/CC-2 | 870.93 | 1161 | L3 | 1.105 | LB | US
NRC | S54430-A2-A1 | 2nd GENERATION NETWORK RING CARD | 1436 | 1915 | L3 | 1.059 | LB | US
IIC | 500-850328 | INTERFACE ISOLATION CARD REQUIRED FOR NCC TO NRC CONNECTIONS | 197.96 | 264 | L3 | 0.125 | LB | US
PSX-12 | 500-034120 | 12A POWER SUPPLY EXTENDER (CONTAINS NO BATTERY CHARGER SHARES PSC-12 CHARGER) CAB-MP - 1 POSITION | 2427.47 | 3237 | L3 | 8.425 | LB | MY
PTB | 500-033390 | POWER TERMINATION BOARD REQUIRED FOR APPLICATIONS WHICH USE MORE THAN ONE PSX-12) MOUNTS IN CAB'S | 369.53 | 493 | L3 | 1.172 | LB | MY
CC-2 | 500-633440 | CARDCAGE (2 SLOTS)- ALL CARDS CAB-MP - 1 POSITION | 436.6 | 582 | L3 | 2.913 | LB | MY
CC-5 | 500-633037 | CARDCAGE (5 SLOTS) FOR ALL CARDS BACKBOX - 2 POSITIONS | 794.73 | 1060 | L3 | 4.181 | LB | MY
ZIC-4A | 500-033050 | 4 NAC ZONES (CODED OR NON-CODED SYNC, OR NON SYNC STROBE, MT,LL., RELEASING) 3A EACH MAX., CLASS A OR B ONE CARD SLOT CC-5/CC-2 | 1123.35 | 1498 | L3 | 1.688 | LB | US
LLM-1 | 500-893532 | POWER LIMITED LEASE LINE INTERFACE | 690.58 | 921 | L3 | 0.328 | LB | US
ZIC-8B | 500-648670 | (8) NAC ZONES CODED OR NON CODED ONE CARD SLOT CC-5/CC-2 | 1235.9 | 1648 | L3 | 1.684 | LB | US
ZIC-2C | 500-648671 | 2 CHANNEL ADAPTER CARD FOR ZIC-8B | 337.69 | 450 | L3 | 0.394 | LB | US
DLC | 500-033090 | INTELLIGENT DEVICE LOOP CARD (2 LOOPS/252 ADDRESSES TOTAL) ONE CARD SLOT CC-5/CC-2 | 2588.35 | 3451 | L3 | 1.041 | LB | US
CDC-4 | 500-034200 | CONVENTIONAL DETECTOR CARD | 837.97 | 1117 | L3 | 1.097 | LB | CN
CRC-6 | 500-033250 | (6) FORM 'C' RELAYS (LOGIC CONTROLLED) ONE CARD SLOT CC-5/CC-2 | 736.77 | 982 | L3 | 0.988 | LB | US
PSC-12 | 500-033340 | 12A@24VDC POWER SUPPLY & 100AH BATTERY CHARGER, CONTAINS 4 RELAYS BACKBOX - 1 POSITION | 2928.89 | 3905 | L3 | 10.05 | LB | MY
FN2006-U1 | S54400-A61-A1 | Fiber Module (SM) | 5982.81 | 7977 | L3 | 2.013 | LB | CH
FN2007-U1 | S54400-A62-A1 | Fiber Module (MM) | 1629.34 | 2172 | L3 | 2.061 | LB | CH
D2300CPS | 500-650018 | MULTI-MODE FIBER OPTIC INTERFACE | 1687.3 | 2250 | L3 | 1.828 | LB | US
D2325CPS | 500-650019 | SINGLE MODE FIBER OPTIC INTERFACE | 6192.02 | 8256 | L3 | 1.806 | LB | US
X-204-2 | 500-650537 | SCALANCE X-204-2 PACKAGED | 3237.16 | 4316 | L3 | 2.347 | LB | DE
X-204-2LD | S54430-A6-A1 | Ethernet Single mode Fiber Switch | 5508.57 | 7345 | L3 | 2.378 | LB | DE
XND-M | S54431-B5-A1 | XND-M (XNET Interface) Module for MOSA | 745.19 | 994 | L3 | 0.272 | LB | US
XDACT-ASSY | S54430-A5-A1 | MOUNTING PLATE, CONNECTION CABLE(PMI-3 TO DIALER), POWER CONNECTOR | 265.45 | 354 | L3 | 1.678 | LB | CN
LXDACT-CBL | S54430-K5-A1 | LXDACT-CBL Longer XDACT to PMI cable | 57.28 | 76 | L3 | 0.4 | LB | US
FCA2015-U1 | S54400-A63-A1 | Dialer module (DACT) | 395.67 | 528 | L3 | 0.536 | LB | CH
CERBERUS PRO MODULAR SYSTEM ENCLOSURES - SMALL - ONE ROW
CAB1 | 500-633007 | SMALL (ONE ROW) ENCLOSURE-SHIPS ASSEMBLED AS A COMPLETE PACKAGE IN A SINGLE BOX CONTAINING (1) BACKBOX, (1) INNER DOOR, (1) OUTER DOOR AND (1) CLEAR LENS (OD-LP). (BLACK) FIELD MOUNTED | 903.7 | 1205 | L3 | 58 | LB | US
CAB1R | 500-633728 | SAME AS CAB1-W/ RED ENCLOSURE FIELD MOUNTED | 903.7 | 1205 | L3 | 57 | LB | US
CAB1-TK | 500-633013 | CAB1 SEMI FLUSH MNT TRIM KIT BLK MOUNTS TO CAB1 | 268.33 | 358 | L3 | 4.578 | LB | US
CAB1R-TK | 500-633729 | CAB1R SEMI FLUSH MNT TRIM KIT RED MOUNTS TO CAB1R | 378.88 | 505 | L3 | 4.619 | LB | US
CERBERUS PRO MODULAR SYSTEM ENCLOSURES - MEDIUM - TWO ROW
CAB2-BB | 500-633009 | MEDIUM SIZE (2 ROW) ENCLOSURE BACKBOX - BLACK FIELD MOUNTED | 686.66 | 916 | L3 | 49 | LB | US
CAB2-RB | 500-634941 | MEDIUM SIZE (2 ROW) ENCLOSURE BACKBOX - RED FIELD MOUNTED | 686.66 | 916 | L3 | 49 | LB | US
CAB2-BD | 500-633008 | MEDIUM ENCLOSURE INNER & OUTER DOORS - BLACK MOUNTS TO CAB2-BB | 1065.52 | 1421 | L3 | 35 | LB | US
CAB2-TK | 500-633014 | MEDIUM ENCLOSURE SEMI FLUSH TRIM KIT-BLACK MOUNTS TO CAB2-BB | 351.32 | 468 | L3 | 6.5 | LB | US
CAB2-RD | 500-633755 | MEDIUM ENCLOSURE INNER & OUTER DOORS - RED MOUNTS TO CAB2-RB | 1389.4 | 1853 | L3 | 35 | LB | US
CAB2R-TK | 500-633753 | MEDIUM ENCLOSURE SEMI FLUSH TRIM KIT - RED MOUNTS TO CAB2-RB | 493.86 | 658 | L3 | 6.013 | LB | US
CAB2-XBD | 500-633768 | MEDIUM ENCLOSURE TRANSPONDER DOOR - BLACK MOUNTS TO CAB2-BB | 734.99 | 980 | L3 | 27.4 | LB | US
CAB2-XRD | 500-633792 | MEDIUM ENCLOSURE TRANSPONDER DOOR - RED MOUNTS TO CAB2-RB | 720.84 | 961 | L3 | 31 | LB | US
CAB2-BD-OD-LP | 599-050599 | INCLUDES: (1) CAB2-BD, (1) BCL AND (1) OD-LP | 1217.24 | 1623 | L3 | 38.8 | LB | US
CERBERUS PRO MODULAR SYSTEM ENCLOSURES - LARGE - THREE ROW
CAB3-BB | 500-633011 | LARGE SIZE (3 ROW) ENCLOSURE BACKBOX - BLACK FIELD MOUNTED | 834.29 | 1112 | L3 | 65 | LB | US
CAB3-RB | 500-634942 | LARGE SIZE (3 ROW) ENCLOSURE BACKBOX - RED FIELD MOUNTED | 834.29 | 1112 | L3 | 65 | LB | US
CAB3-BD | 500-633010 | LARGE ENCLOSURE INNER & OUTER DOORS - BLACK MOUNTS TO CAB3-BB | 1326.09 | 1768 | L3 | 45 | LB | US
CAB3-TK | 500-633015 | LARGE ENCLOSURE SEMI FLUSH TRIM KIT - BLACK MOUNTS TO CAB3-BB | 734.5 | 979 | L3 | 7.8 | LB | US
CAB3-RD | 500-633757 | LARGE ENCLOSURE INNER & OUTER DOORS - RED MOUNTS TO CAB3-RB | 1639.54 | 2186 | L3 | 55 | LB | US
CAB3R-TK | 500-633754 | LARGE ENCLOSURE TRIM KIT - RED MOUNTS TO CAB3-RB | 739.89 | 987 | L3 | 1.063 | LB | US
CAB3-XBD | 500-633769 | LARGE ENCLOSURE TRANSPONDER DOOR - BLACK MOUNTS TO CAB3-BB | 819.61 | 1093 | L3 | 36 | LB | US
CAB3-XRD | 500-633793 | LARGE ENCLOSURE TRANSPONDER DOOR - RED MOUNTS TO CAB3-RB | 803.86 | 1072 | L3 | 14 | LB | US
CAB3-BD-OD-LP | 599-050600 | INCLUDES: (1) CAB3-BD, (1) BCL AND (1) OD-LP | 1495.14 | 1994 | L3 | 51.8 | LB | US
CAB ENCLOSURE OUTER DOOR ACCESSORIES
OD-LP | 500-633016 | CLEAR LENS FOR CAB DOOR MOUNTS TO CAB OUTER DOOR | 73.74 | 98 | L3 | 2.266 | LB | US
OD-BP | 500-633017 | CAB OUTER DOOR BLANK PLATE MOUNTS TO CAB OUTER DOOR INNER AND OUTER DOOR INTERCHANGEABLE | 88.69 | 118 | L3 | 5.619 | LB | US
OD-BP-R | 500-634919 | CAB OUTER DOOR BLANK PLATE - RED MOUNTS TO CAB OUTER DOOR | 162.6 | 217 | L3 | 5.813 | LB | US
OD-GP | 500-633018 | CAB OUTER DOOR GRILL PLATE MOUNTS TO CAB OUTER DOOR | 140.98 | 188 | L3 | 5.803 | LB | US
OD-GP-R | 500-634920 | CAB OUTER DOOR GRILL PLATE - RED MOUNTS TO CAB OUTER DOOR | 180.78 | 241 | L3 | 5.85 | LB | US
CAB ENCLOSURE INNER DOOR ACCESSORIES
ID-SP | 500-633028 | INNER DOOR SINGLE BLANK PLATE (2 PER PACKAGE) MOUNTS TO CAB/REMBOX INNER DOORS | 88.69 | 118 | L3 | 3.05 | LB | US
ID-MP | 500-633027 | INNER DOOR CONTROL MODULE MOUNTING PLATE (4 PLATES PER PACKAGE) EACH PLATE HOLDS UP TO (4) SCM-8LCM-8/BCM OR (2) FCM-6 MOUNTS TO CAB/REMBOX INNER DOORS | 335.41 | 447 | L3 | 3.2 | LB | US
HTSW-1 | 500-033350 | TAMPER SWITCH FOR CAB'S AND REMBOX'S MOUNTS TO CAB/REMBOX INNER DOORS | 69.36 | 92 | L3 | 0.084 | LB | US
CAB ENCLOSURE BACKBOX ACCESSORIES
MOM2-XMP | 500-634822 | MOUNTING PLATE TO MOUNT NIM-1W AND NIM-1M FOR XET BRIDGE | 164.41 | 219 | L3 | 1.756 | LB | US
MOM-2 | 500-892766 | EXPANSION CARDCAGE (2 SLOTS) | 487.67 | 650 | L3 | 1.887 | LB | MY
D2300-MP | 500-634758 | MOUNTING PLATE TO HOLD UP TO 2 D2300CP MODULES AND 1 PS5A MODULE | 241.04 | 321 | L3 | 2.788 | LB | US
CAB-MP | 500-633012 | CAB-MP MOUNTING PLATE (1 ROW) MOUNTS IN CAB'S | 108.02 | 144 | L3 | 5.55 | LB | US
REMOTE LOBBY ENCLOSURE
REMBOX2 | 500-633772 | SMALL REMOTE LOBBY ENCLOSURE PROVIDES MOUNTING SPACE FOR, LVM OR FMT OR REMOTE SWITCH AND LED MODULES (8) LCM/SCM OR (4) FCM MAX. FIELD MOUNTED | 953.94 | 1272 | L3 | 20.125 | LB | US
REMBOX4 | 500-633914 | LARGE REMOTE LOBBY ENCLOSURE PROVIDES MOUNTING SPACE FOR, LVM OR FMT OR REMOTE SWITCH AND LED MODULES (16) LCM/SCM OR (8) FCM MAX. FIELD MOUNTED | 1288.21 | 1718 | L3 | 28.988 | LB | US
REMBOX2R | 500-650612 | SMALL REMOTE LOBBY RED ENCLOSURE PROVIDES MOUNTING SPACE FOR, LVM OR FMT OR REMOTE SWITCH AND LED MODULES (8) LCM/SCM OR (4) FCM MAX. FIELD MOUNTED | 1006.23 | 1342 | L3 | 19.962 | LB | US
REMBOX4R | 500-650613 | LARGE REMOTE LOBBY RED ENCLOSURE PROVIDES MOUNTING SPACE FOR, LVM OR FMT OR REMOTE SWITCH AND LED MODULES (16) LCM/SCM OR (8) FCM MAX. FIELD MOUNTED | 1337.11 | 1783 | L3 | 28.063 | LB | US
REMBOX2-MP | 500-634211 | OPTIONAL MOUNTING PLATE FOR REMBOX2 -REQ. TO MOUNT UP TO (4) SIM-16 OR OCM-16 MOUNTS IN REMBOX2 | 134.16 | 179 | L3 | 2.044 | LB | US
REMBOX4-MP | 500-634212 | OPTIONAL MOUNTING PLATE FOR REMBOX4 - REQ. TO MOUNT UP TO (8) SIM-16 OR OCM-16 MOUNTS IN REMBOX4 | 151.23 | 202 | L3 | 4.4 | LB | US
RNI | 500-033420 | REMOTE NETWORK INTERFACE (REQUIRED FOR REMOTE, LVM,FMT SCM/LCM/ FCM APPLICATIONS) MOUNTS IN REMBOX'S | 686.73 | 916 | L3 | 0.05 | LB | CN
RNI-CAB-BRKT | 500-650062 | MOUNTS RNI IN CAB-1, CAB-2, CAB-3 ENCLOSURE | 134.16 | 179 | L3 | 1.284 | LB | US
RNI-CBL | 500-650063 | CABLE NEEDED FOR SECOND RNI | 134.16 | 179 | L3 | 0.153 | LB | US
CERBERUS PRO MODULAR 19" RACK MOUNT MODULES
MPF-RK | 500-634776 | MOUNTS MODULES PMI/PMI-2/LVM /FMT/FCM-6/LCM-6/SCM-8 | 602.61 | 803 | L3 | 4.628 | LB | US
MPR-RK | 500-634775 | MOUNTS MODULES CC-5/CC-2 /PSC-12/PSX-12/ZAM-180 | 468.44 | 625 | L3 | 4.325 | LB | US
PTB-RK | 500-634774 | MOUNTS UP TO 2 PTB5 | 396.8 | 529 | L3 | 1.9 | LB | US
BP-RK | 500-634777 | BLANK PLATE | 602.61 | 803 | L3 | 4.694 | LB | US
XLS-RK19 | 500-634778 | 19" RACK INCLUDES RACK, DOOR & ALL SIDE PANELS | 7026.58 | 9369 | L3 | 300 | LB | US
CERBERUS PRO MODULAR ENCLOSURE ADAPTERS FOR MXL AND MXL-IQ
XLS-MSE2-ADPT | S54430-C7-A1 | MSE-2 BLACK ENCLOSURE ADAPTER FOR FIREFINDER XLS | 952.97 | 1271 | L3 | 31.188 | LB | US
XLS-MSE2R-ADPT | S54430-C7-A2 | MSE-2R RED ENCLOSURE ADAPTER FOR FIREFINDER XLS | 1810.09 | 2413 | L3 | 29.837 | LB | US
XLS-MME3-ADPT | S54430-C8-A1 | MME-3 AND MBR-2 BLACK ENCLOSURE ADAPTER FOR FIREFINDER XLS | 1623.62 | 2165 | L3 | 42 | LB | US
XLS-MME3R-ADPT | S54430-C8-A2 | MME-3R RED ENCLOSURE ADAPTER FOR FIREFINDER XLS | 2026.12 | 2701 | L3 | 42 | LB | US
XLS-MLE6-ADPT | S54430-C9-A1 | MLE-6 BLACK ENCLOSURE ADAPTER FOR FIREFINDER XLS | 2076.14 | 2768 | L3 | 68 | LB | US
XLS-MLE6R-ADPT | S54430-C9-A2 | MLE-6R RED ENCLOSURE ADAPTER FOR FIREFINDER XLS | 2427.47 | 3237 | L3 | 68 | LB | US
XLS-MSE3-ADPT | S54430-C14-A1 | MXL-IQ MSE-3L AND MSE-3M BLACK ENCLOSURE ADAPTER FORFIREFINDER XLS | 837.97 | 1117 | L3 | 32.763 | LB | US
XLS-MSE3R-ADPT | S54430-C14-A2 | MXL-IQ MSE-3LR and MSE-3MR RED ENCLOSURE ADAPTER FOR FIREFINDER XLS | 2194.39 | 2926 | L3 | 32.888 | LB | US
XLS-RCC1-ADPT | S54430-Z14-A1 | RCC-1 BLACK ENCLOSURE ADAPTER FOR FIREFINDER XLS SSD | 527.56 | 703 | L3 | 4.019 | LB | US
XLS-RCC13F-ADPT | S54430-Z13-A1 | RCC-1F AND RCC-3F BLACK ENCLOSURE ADAPTER FOR FIREFINDER XLS SSD | 955.07 | 1273 | L3 | 7.425 | LB | US
XLS-RCC13FR-ADPT | S54430-Z13-A2 | RCC-3F RED ENCLOSURE ADAPTER FOR FIREFINDER XLS SSD | 1035.83 | 1381 | L3 | 7.5 | LB | US
XLS-EXT-CABLE-PKG | S54430-K1-A1 | INCLUDES 60" 60 PIN CABLE, 60" CAN CABLE, LONG GROUND STRAP CABLE | 335.41 | 447 | L3 | 0.825 | LB | US
BATTERY ENCLOSURES & BATTERIES
BP-61 | 175-387194 | BATTERY SET 12V 18AH MOUNTS IN CAB ENCLOSURE OR BATTERY BOX | 701.19 | 935 | L3 | 25.42 | LB | CN
BTX-1 | 175-083897 | BATTERY SET 12V 33AH MOUNTS IN CAB ENCLOSURE OR BATTERY BOX | 948.59 | 1265 | L3 | 24.06 | LB | CN
BTX-2 | 175-083898 | BATTERY SET 12V 55AH MOUNTS IN CAB-BATT | 1285.24 | 1714 | L3 | 41.38 | LB | CN
BTX-3 | 599-034220 | BATTERY SET 12V 100AH MOUNTS IN CAB-BATT | 2465.89 | 3288 | L3 | 72.25 | LB | CN
CAB-BATT | 500-633917 | ENCLOSURE FOR 100AH BATTERIES FIELD MOUNTED | 519.6 | 693 | L3 | 29.163 | LB | US
CAB-BATT-R | 500-634925 | ENCLOSURE FOR 100AH BATTERIES - RED FIELD MOUNTED | 519.6 | 693 | L3 | 29.175 | LB | US
CAB-55-BRKT | S54430-B1-A1 | BRACKET TO HOLD DOWN BTX-2 55AH BATTERIES IN CAB-BATT ENCLOSURE (REQUIRED FOR SEISMIC APPLICATIONS | 125.07 | 167 | L3 | 11.525 | LB | US
CAB-100-BRKT | S54430-B2-A1 | BRACKET TO HOLD DOWN BTX-3 100AH BATTERIES IN CAB-BATT ENCLOSURE REQUIRED FOR SEISMIC APPLICATIONS | 101.19 | 135 | L3 | 12.55 | LB | US
GRAPHIC ANNUNCIATOR OUTPUT DRIVERS & INPUTS
OCM-16 | 500-033150 | OUTPUT CONTROL MODULE; (16) MOUNTS TO REMBOX-MP'S OR IN CUSTOM GRAPHIC | 519.6 | 693 | L3 | 0.725 | LB | US
SIM-16 | 500-034060 | SUPERVISED INPUT MODULE; (16) SUPERVISED INPUTS (WITH 2 CONTROL RELAYS) OUTPUTS TO DRIVE LED'S OR RELAYS MOUNTS TO REMBOX-MP'S OR IN CUSTOM GRAPHIC | 519.6 | 693 | L3 | 0.9 | LB | US
PANEL OR REMOTE MOUNTED SWITCH & LED MODULES
FCM-6 | 500-033140 | (6) FAN CONTROL SWITCH MODULE MOUNTS TO ID-MP | 643.53 | 858 | L3 | 0.634 | LB | US
SCM-8 | 500-033040 | (8) SWITCH MODULE MOUNTS TO ID-MP | 351.32 | 468 | L3 | 0.406 | LB | US
LCM-8 | 500-033100 | (8) LED MODULE MOUNTS TO ID-MP | 335.41 | 447 | L3 | 0.347 | LB | CN
BCM | 500-033320 | INNER DOOR BLANK PLATE (4 PLATE IN PACKAGE) MOUNTS TO ID-MP | 202.39 | 270 | L3 | 0.397 | LB | US
CSB | 500-033130 | CAN SOUNDER BOARD (FOR REMOTELY MOUNTED SCM/FCM FOR KEY PRESS AUDIBLE FEEDBACK) MOUNTS TO SCM/FCM | 86.95 | 116 | L3 | 0.081 | LB | CN
CSB-BRKT | 500-650492 | CSB-BRKT | 327.9 | 437 | L3 | 1.05 | LB | US
REMOTE PRINTER INTERFACES & PRINTER
RPM | 500-033270 | REMOTE PRINTER MODULE (RS232, PARALLEL PRINTER PORT) FIELD MOUNTED | 1557.67 | 2077 | L3 | 5.031 | LB | US
PAL-2 | S54463-B1-A1 | NON UL LISTED PARALLEL PRINTER | 2227.68 | 2970 | L3 | 21.2 | LB | JP
TSP-40-PP | 500-691888 | TSP-40 PRINTER PAPER | 120.52 | 161 | L3 | 1.919 | LB | FI
XMI | 500-034870 | XLS TO MXL INTERFACE BOARD | 218.32 | 291 | L3 | 0.744 | LB | US
NIM-1M | 500-699104 | UL864 LISTED ANALOG MODEM DAUGHTERBOARD DESIGNED TO COMMUNICATE WITH NIM-1W ONLY | 2595.84 | 3461 | L3 | 0.591 | LB | US
DCT-1E | 500-699290 | 5 CHANNEL DIALER WITH ENCLOSURE | 515.55 | 687 | L3 | 3.428 | LB | CN
DCT-P | 500-699291 | PROGRAMMER FOR DCT-1E AND MDACT | 427.5 | 570 | L3 | 0.728 | LB | CN
TSP-XC | 500-849950 | CABLES FOR TSP-40A (XLS) | 35.25 | 47 | L3 | 0.159 | LB | US
TSP-XB | 500-849949 | BRACKETS FOR TSP-40A (XLS) | 117.1 | 156 | L3 | 5.384 | LB | US
NIM-1W | 500-699103 | LOCAL & WIDE AREA NETWORK | 1720.68 | 2294 | L3 | 1.575 | LB | US
K-CBL | S54430-C24-A1 | K-CBL Keltron Printer Modular OIs/PMIs | 154.56 | 206 | L3 | 0.02 | LB | US
REMOTE LCD DISPLAYS
SSD | 500-034170 | REMOTE LCD DISPLAY (NO CONTROL OR MENU CAPABILITY) FIELD MOUNTED | 1171.1 | 1561 | L3 | 3.472 | LB | US
SSD-C | 500-648733 | REMOTE LCD DISPLAY W/ CONTROL- ACU/SIL/RESET (NO MENU CAPABILITY) FIELD MOUNTED | 1339.37 | 1786 | L3 | 3.872 | LB | US
SSD-C-REM | 500-634773 | REMOTE LCD DISPLAY W CONTROL MOUNTED ON PANEL INNER DOOR OR REMBOX | 1339.37 | 1786 | L3 | 0.003 | LB | US
SSD-INT | 500-034740 | SSD-INT | 1616.62 | 2155 | L3 | 3.391 | LB | US
SSD-C-INT | 500-034750 | SSD-C-INT | 1950.25 | 2600 | L3 | 3 | LB | US
SYSTEM ACCESSORIES, CABLES, ETC.
CCL | 599-634214 | CAN CABLE-3 FT. LONG. REQUIRED FOR SCM/LCM/FCM MODULES FROM CC-5/CC-2 INNER DOOR AND FROM ROW TO ROW ON CAB INNER DOORS. | 27.27 | 36 | L3 | 2 | LB | US
ZIC-JMPR | 500-634878 | JUMPER SET | 102.33 | 136 | L3 | 0.356 | LB | US
ANTI-INTERFERENCE CAP PKG | S54431-N1-A1 | ANTI-INTERFERENCE CAPACITOR FOR HNET NETWORK COMMUNICATION | 104.6 | 139 | L3 | 0.06 | LB | US
PSC-CBL-24 | 500-634879 | 24" CABLE FROM PTB TO PSC-12 | 35.25 | 47 | L3 | 0.109 | LB | US
BCL | 599-633997 | 60 PIN CABLE LONG-REQUIRED IN CAB2,2X AND CAB3,3X FOR ROW TO ROW CONNECTIONS | 135.29 | 180 | L3 | 0.359 | LB | US
EXTRA-LONG CABLE | 555-135860 | 60 PIN 6 1/2 FOOT CABLE FOR CAB2,2X AND CAB3,3X ROW TO ROW CONNECTIONS | 167.14 | 223 | L3 | 0.613 | LB | US
AC-ADPT | 500-633992 | TECHNICIANS LAPTOP AC POWER ADAPTER CABLE FOR PSC-12/PTB (FOR SERVICE USE ONLY) | 86.42 | 115 | L3 | 0.266 | LB | US
PMI-UK | 500-634780 | PMI-UK UPGRADE KIT (BOOT ROM) JUMPERS FOR ZIC 24V POWER | 113.69 | 152 | L3 | 0.159 | LB | US
VPM | S54430-F93-A2 | VESDA PERIPHERAL MODULE FOR XLS | 1499.26 | 1999 | L3 | 3.284 | LB | US
VPM-MP | S54430-F95-A2 | VPM MOUNTING PLATE FOR XLS | 236.5 | 315 | L3 | 2.803 | LB | US
VESDA-HLI-KIT | S54430-F99-A2 | VESDA HLI KIT FOR XLS | 3503.06 | 4671 | L3 | 1 | LB | MY
PAD-3 | 599-699189 | P/S NAC EXT 6 AMPS | 853.72 | 1138 | L3 | 15 | LB | MY
PAD-3R | 599-699190 | RED P/S NAC EXT | 853.72 | 1138 | L3 | 11.9 | LB | MY
PAD3-BATT-BRKT | S54430-B3-A1 | BRACKET TO HOLD DOWN BT-33 BATTERIES IN EN-PAD ENCLOSURE | 47.74 | 64 | L3 | 1.5 | LB | US
PAD-4-6A | S54339-A1-A1 | Complete 6 amp PAD-4 kit (enclosure, board, 170W power supply) | 917.55 | 1223 | L3 | 12 | LB | US
PAD-4-6A-CLSA | S54339-A2-A1 | Complete 6 amp PAD-4 kit with Class A adapter | 1016.02 | 1355 | L3 | 12.5 | LB | US
PAD-4-9A | S54339-A3-A1 | Complete 9 amp PAD-4 kit (enclosure, board, 300W power supply) | 1193.46 | 1591 | L3 | 32 | LB | US
PAD-4-9A-CLSA | S54339-A4-A1 | Complete 9 amp PAD-4 kit with Class A adapter | 1291.93 | 1723 | L3 | 31.5 | LB | US
PAD-4-MB | 500-650217 | PAD-4 NAC expander main board | 652.45 | 870 | L3 | 1.744 | LB | US
PAD-4-ENCL | 500-050081 | PAD-4 NAC expander enclosure | 180.7 | 241 | L3 | 10.813 | LB | US
PAD-4-CLSA | 500-850254 | PAD-4 NAC expander Class A adapter card | 98.47 | 131 | L3 | 0.169 | LB | CN
FP2011-U1 | 500-450222 | Power Supply (170 W) | 330.88 | 441 | L3 | 2.919 | LB | CN
FP2012-U1 | S54400-Z60-A1 | 300W power supply | 378.62 | 505 | L3 | 3.413 | LB | CN
S3AP | 500-650257 | PAD-4 NAC expander adapter plate for System 3 enclosure | 104.96 | 140 | L3 | 2.306 | LB | US
PAD-4-LUA | S54389-C1-A1 | PAD-4 NAC expander Laptop Upload Adapter | 95.22 | 127 | L3 | 0.212 | LB | US
PAD4-BATT-BRKT | S54430-B4-A1 | Battery bracket for seismic certification | 127.68 | 170 | L3 | 1.509 | LB | US
PS-5A | 500-492369 | PS-5A PWR SUP MOD | 565.08 | 753 | L3 | 0.247 | LB | MY
SNU-ASSY | S54430-A3-A1 | SNU ASSY SINGLE NODE UPLOAD ASSEMBLY | 730.59 | 974 | L3 | 1.141 | LB | US
PMI-1 UPLD-CBL | S54430-A4-A1 | PMI-1 UPLOAD CABLE | 160.99 | 215 | L3 | 0.347 | LB | US
ENCL-01 | S54465-C63-A1 | Exterior enclosure with Key Lock | 405.23 | 540 | L3 | 5.534 | LB | US
SNU-Kit | S54430-C19-A1 | SNU SALES KIT | 1394.79 | 1860 | L3 | 6.5 | LB | US
PAD-5-MB | S54339-A5-A1 | PAD-5 address NAC expander MB | 1087.42 | 1450 | L3 | 2 | LB | MX
PAD-5-CLSA | S54339-A6-A1 | PAD-5 address NAC expd class | 386.28 | 515 | L3 | 1 | LB | MX
PAD-5-CDC | S54339-A7-A1 | PAD-5 address NAC expn conv | 473.93 | 632 | L3 | 1 | LB | MX
PAB-ENCL | S54339-A8-A1 | PAD & AMP BOOSTER ENCL 1HU BLK | 295.58 | 394 | L3 | 20 | LB | US
PAB-ENCL-R | S54339-A9-A1 | PAD & AMP BSTR ENCL 1HU RED | 355.16 | 474 | L3 | 20 | LB | US
PAB2-ENCL | S54339-A10-A1 | PAD & AMP BOOSTER ENCL 2HU BLK | 533.05 | 711 | L3 | 42 | LB | US
PAB2-ENCL-R | S54339-A11-A1 | PAD & AMP BSTR ENCL 2HU RED | 558.64 | 745 | L3 | 42 | LB | US
P3AP | S54339-A12-A1 | PAD-3 ADAPTER PLATE | 105.02 | 140 | L3 | 3 | LB | US
P4AP | S54339-A13-A1 | PAD-4 ADAPTER PLATE | 119.34 | 159 | L3 | 3 | LB | US
BAAP | S54339-A14-A1 | Booster Amp Adapter Plate | 103.88 | 139 | L3 | 3 | LB | US
PAD5-6A | S54339-A15-A1 | Complete 6A PAD-5 Kit | 1314.65 | 1753 | L3 | 15 | LB | MX
PAD5-6A-R | S54339-A16-A1 | Complete 6A PAD-5 Red Kit | 1314.65 | 1753 | L3 | 15 | LB | MX
PAD5-9A | S54339-A17-A1 | Complete 9A PAD-5 Kit | 1545.12 | 2060 | L3 | 7.711 | LB | MX
PAD5-9A-R | S54339-A18-A1 | Complete 9A PAD-5 Red Kit | 1545.12 | 2060 | L3 | 17 | LB | MX
VOICE EQUIPMENT
DAC-NET | 500-035100 | DIGITAL AUDIO CARD (STAND ALONE OR MASTER SLAVE NETWORK VOICE APPLICATIONS) ONE CARD SLOT CC-5/CC-2 | 1674.78 | 2233 | L3 | 0.944 | LB | US
XDMC | S54430-B5-A1 | XLS DIGITAL MESSAGE CARD | 1312.08 | 1749 | L3 | 0.716 | LB | US
LPB | 500-035200 | LOCAL PAGE BOARD MOUNTS ON DAC-NET | 837.97 | 1117 | L3 | 0.922 | LB | US
ZAC-40 | 500-035400 | ZONE AMP CARD-40 WATTS (25V,70V OR 100V) ONE CARD SLOT CC-5/CC-2 | 1295.66 | 1728 | L3 | 2.359 | LB | US
ZAM-180 | 500-035600 | ZONE AMP MODULE-180 WATTS (25V, 70V OR 100V) CAB-MP - 1 POSITION | 2845.88 | 3795 | L3 | 11.537 | LB | US
AIC | 500-035300 | AUDIO INPUT CARD-USE TO INPUT EXTERNAL AUDIO SIGNALS INTO SYS. ONE CARD SLOT CC-5/CC-2 | 1288.21 | 1718 | L3 | 0.947 | LB | US
LVM | 500-034090 | LIVE VOICE MASTER MICROPHONE INNER DOOR - 1 POSITION (MUST LEAVE SPACE BEHIND OPEN) | 1171.1 | 1561 | L3 | 2.694 | LB | US
DFM | 500-634910 | D-NET FIBER MODULE | 758.37 | 1011 | L3 | 0.153 | LB | US
DFM-BRK | 500-633779 | DNET MODULE MNT BOARD | 444.57 | 593 | L3 | 0.897 | LB | CN
COM-BRK | S54430-B7-A1 | COM-BRK Fiber Module Mount for XLS cab | 591.23 | 788 | L3 | 1.988 | LB | US
ALCC | 500-650127 | AUDIO LEVEL CONVERSION CARD | 799.92 | 1067 | L3 | 0.787 | LB | US
VNT-PC | 500-650490 | Virtual Network Tunnel | 9745.11 | 12993 | L3 | 10 | LB | US
VNT-MP | 500-650489 | VNT Mounting Plate | 324.84 | 433 | L3 | 3.647 | LB | US
LIA | 500-850493 | LVM Interface Assembly | 162.43 | 217 | L3 | 0.5 | LB | US
TELEPHONE EQUIPMENT
FMT | 500-034100 | FIREFIGHTERS MASTER TELEPHONE INNER DOOR - 1 POSITION (MUST LEAVE SPACE BEHIND OPEN) | 1171.1 | 1561 | L3 | 0.294 | LB | US
FMT-A-ADPT | 500-050338 | CLASS A TELEPHONE RISER ADAPTER | 256.96 | 343 | L3 | 0.272 | LB | US
TZC-8B | 500-034110 | TELEPHONE ZONE CARD - 8 ZONES CLASS B ONE CARD SLOT CC-5/CC-2 | 1088.09 | 1451 | L3 | 1.125 | LB | US
FTS | 500-299448 | REMOTE WARDENS TELEPHONE STATION MOUNTS IN FB-300 OR FB-301 | 234.22 | 312 | L3 | 1.559 | LB | US
FTS-P | 500-299452 | REMOTE WARDENS TELEPHONE STATION PUSH TO TALK MOUNTS IN FB-300 OR FB-301 | 303.57 | 405 | L3 | 1.584 | LB | US
FTS-C | 500-299450 | REMOTE WARDENS TELEPHONE STATION ARMORED CABLE MOUNTS IN FB-300 OR FB-301 | 244.45 | 326 | L3 | 1.572 | LB | US
FTS-CL | 500-299453 | REMOTE WARDENS TELEPHONE STATION ARMORED CABLE & LED MOUNTS IN FB-300 OR FB-301 | 362.85 | 484 | L3 | 1.622 | LB | US
FTS-PCL | 500-299451 | REMOTE WARDENS TELEPHONE STATION ARMORED CABLE, LED & PUSH TO TALK MOUNTS IN FB-300 OR FB-301 | 359.28 | 479 | L3 | 1.597 | LB | US
PFT | 500-699427 | PORTABLE FIREFIGHTERS TELEPHONE FIELD MOUNTED | 138.7 | 185 | L3 | 0.762 | LB | US
PFT-P | 500-699430 | PORTABLE FIREFIGHTERS TELEPHONE PUSH TO TALK FIELD MOUNTED | 225.12 | 300 | L3 | 0.772 | LB | US
FJ-303 | 500-690975 | PHONE JACK FIELD MOUNTED | 65.01 | 87 | L3 | 0.203 | LB | US
FJ-304 | 500-692670 | PHONE JACK W/ SCREW TERMINAL FIELD MOUNTED | 97.78 | 130 | L3 | 0.234 | LB | US
FJ-303SS | 500-698309 | PHONE JACK W/ STAINLESS PLATE FIELD MOUNTED | 129.62 | 173 | L3 | 0.197 | LB | US
FJ-304SS | 500-698310 | PHONE JACK W/ TERM & SS PLATE FIELD MOUNTED | 217.16 | 290 | L3 | 0.225 | LB | US
FB-300 | 500-680587 | FLUSH BOX FOR PHONE STATION FIELD MOUNTED | 195.9 | 261 | L3 | 4.3 | LB | US
FB-301 | 500-624388 | SURF BB FOR REMOTE TEL. STATION STATION FIELD MOUNTED | 155.34 | 207 | L3 | 4.794 | LB | US
FC-300 | 500-680588 | DOOR REMOTE PHONE STATION FIELD MOUNTED | 231.86 | 309 | L3 | 2.666 | LB | US
FT-GLS | 500-624347 | REPLACEMENT GLASS FOR FC-300 FIELD MOUNTED | 70.49 | 94 | L3 | 0.134 | LB | US
MTE-2 | 599-693291 | MXLV PORTABLE TEL. ENCLOSURE (6) INCLUDES: MTE-2 ENCL/DR 500-093291 MTE-2 LENS 500-693295 MTE-2 HOLDER 500-693297 | 2364.42 | 3153 | L3 | 21.4 | LB | US
MTE-2-LENS | 500-693295 | MTE-2 LENS PKG | 255.14 | 340 | L3 | 0.669 | LB | US
MTE-2-HLDR | 500-693297 | MTE-2 HOLDER PKG | 751.78 | 1002 | L3 | 2.375 | LB | US
CERBERUS PRO FIRE SAFETY SYSTEMS -----------------------------------------------------------------------------------------------------------------------------------------
CERBERUS PRO - 252 & 504 PT SYSTEMS ( FC922/FC924 & FV922/FV924)
ELECTRONICS KITS - 252 & 504 PT SYSTEMS
FC922-US | S54400-C14-A1 | 252-point system with 170W power supply and standard operator interface Consists of: One FCM2018-U3, one FP2011-U1, one FCI2016-U1 | 1674.78 | 2233 | L3 | 14.9 | LB | CH
FC924-US | S54400-C15-A1 | 504-point system with 170W power supply and standard operator interface Consists of: One FCM2018-U3, one FP2011-U1, one FCI2017-U1 | 3562.18 | 4750 | L3 | 14.5 | LB | CH
FC922-UE | S54400-C16-A1 | 252-point system with 170W power supply and operator interface with 24 zone LEDs Consists of: One FCM2019-U3, one FP2011-U1, one FCI2016-U1 | 2001.1 | 2668 | L3 | 1 | LB | CH
FC924-UE | S54400-C17-A1 | 504-point system with 170W power supply and operator interface with 24 zone LEDs Consists of: One FCM2019-U3, one FP2011-U1, one FCI2017-U1 | 3858.94 | 5145 | L3 | 1 | LB | CH
FT924-US | S54400-C18-A1 | Network terminal with standard operator interface Consists of: One FCM2018-U3, one FTI2001-U1 | 985.76 | 1314 | L3 | 1 | LB | CH
FT924-UE | S54400-C19-A1 | Network terminal with operator interface with 24 zone LEDs Consists of: One FCM2019-U3, one FTI2001-U1 | 1312.08 | 1749 | L3 | 1 | LB | CH
FC922-UT | S54400-C20-A1 | 252-point system with 300W power supply and standard operator interface Consists of: One FCM2018-U3, one FP2012-U1, one FCI2016-U1 | 1922.65 | 2564 | L3 | 1 | LB | CH
FC924-UT | S54400-C21-A1 | 504-point system with 300W power supply and standard operator interface Consists of: One FCM2018-U3, one FP2012-U1, one FCI2017-U1 | 3775.93 | 5035 | L3 | 1 | LB | CH
FC922-UF | S54400-C22-A1 | 252-point system with 300W power supply and operator interface with 24 zone LEDs Consists of: One FCM2019-U3, one FP2012-U1, one FCI2016-U1 | 2267.15 | 3023 | L3 | 1 | LB | CH
FC924-UF | S54400-C23-A1 | 504-point system with 300W power supply and operator interface with 24 zone LEDs Consists of: One FCM2019-U3, one FP2012-U1, one FCI2017-U1 | 4103.38 | 5471 | L3 | 1 | LB | CH
ENCLOSURE KITS - 252 & 504 PT SYSTEMS
FHK2001-U3 | S54400-C54-A1 | Black 1 Height Unit Enclosure kit (for FT924) Consists of: One FHB2001-U1, one FHD2004-U1, one FHD2006-U1, one FHD2001-U3 | 296.76 | 396 | L3 | 1 | LB | US
FHK2001-R3 | S54400-C54-A2 | Red 1 Height Unit Enclosure kit (for FT924) Consists of: One FHB2001-R1, one FHD2004-U1, one FHD2006-U1, one FHD2001-R3 | 296.76 | 396 | L3 | 1 | LB | US
FHK2002-U3 | S54400-C55-A1 | Black 2 Height Unit 1 Window Enclosure kit (for FC922, FC924) Consists of: One FHB2002-U1, one FHD2004-U1, one FHD2006-U1, one FHD2002-U3 | 544.63 | 726 | L3 | 47.6 | LB | US
FHK2002-R3 | S54400-C55-A2 | Red 2 Height Unit 1 Window Enclosure kit (for FC922, FC924) Consists of: One FHB2002-R1, one FHD2004-U1, one FHD2006-U1, one FHD2002-R3 | 544.63 | 726 | L3 | 1 | LB | US
FHK2003-U3 | S54400-C56-A1 | Black 2 Height Unit 2 Window Enclosure kit (for FC922, FC924 when adding LEDs) Consists of: One FHB2002-U1, one FHD2004-U1, two FHD2006-U1, one FHD2003-U3 | 592.36 | 790 | L3 | 1 | LB | US
FHK2003-R3 | S54400-C56-A2 | Red 2 Height Unit 2 Window Enclosure kit (for FC922, FC924 when adding LEDs) Consists of: One FHB2002-R1, one FHD2004-U1, two FHD2006-U1, one FHD2003-R3 | 592.36 | 790 | L3 | 1 | LB | US
FHA2056-U1 | S54400-B18-A1 | FS250/MPC600 Mechanical Migration Kit-Black (does not include panel electronics or power supply) | 910.17 | 1214 | L3 | 35 | LB | US
FHA2056-R1 | S54400-B19-A1 | FS250/MPC600 Mechanical Migration Kit-Red (does not include panel electronics or power supply) | 910.17 | 1214 | L3 | 35 | LB | US
FHAMIQKIT-04 | S54400-C24-A1 | MXL-IQ Mechanical Migration Kit-Black | 910.17 | 1214 | L3 | 14 | LB | US
FHAMIQKIT-05 | S54400-C25-A1 | MXL-IQ Mechanical Migration Kit-Red | 910.17 | 1214 | L3 | 15 | LB | US
MAIN SYSTEM MODULES 252 & 504 PT SYSTEMS
FCM2018-U3 | S54400-C40-A2 | Standard Operating Unit | 985.76 | 1314 | L3 | 5.079 | LB | CH
FCM2019-U3 | S54400-C41-A2 | Enhanced Operating Unit (with LEDs) | 1312.08 | 1749 | L3 | 5.432 | LB | CH
FCI2016-U1 | S54400-A55-A1 | Periphery board (252 pts) | 985.76 | 1314 | L3 | 3.210 | LB | CH
FCI2017-U1 | S54400-A56-A1 | Periphery board (504 pts) | 2765.92 | 3688 | L3 | 3.217 | LB | CH
FP2011-U1 | 500-450222 | Power Supply (170 W) | 330.88 | 441 | L3 | 2.919 | LB | CN
FP2012-U1 | S54400-Z60-A1 | 300W power supply | 378.62 | 505 | L3 | 3.413 | LB | CN
ENCLOSURE PARTS - 252 & 504 PT SYSTEMS
FHB2001-U1 | S54400-B47-A1 | Back box (1HU, black) | 164.87 | 220 | L3 | 13.4 | LB | US
FHB2001-R1 | S54400-B47-A2 | Back box (1HU, red) | 164.87 | 220 | L3 | 12.9 | LB | US
FHB2002-U1 | S54400-B48-A1 | Back box (2HU, black) | 330.88 | 441 | L3 | 24.975 | LB | US
FHB2002-R1 | S54400-B48-A2 | Back box (2HU, red) | 330.88 | 441 | L3 | 24.762 | LB | US
FHD2001-U3 | S54400-B45-A1 | Outer door (1HU, black) | 65.95 | 88 | L3 | 6.056 | LB | US
FHD2001-R3 | S54400-B40-A1 | Outer door (1HU, red) | 65.95 | 88 | L3 | 6.253 | LB | US
FHD2002-U3 | S54400-B32-A1 | Outer door (2HU, 1 win, bl) | 200.12 | 267 | L3 | 10 | LB | US
FHD2002-R3 | S54400-C53-A1 | Outer door (2HU, 1 win, red) | 200.12 | 267 | L3 | 12.225 | LB | US
FHD2003-U3 | S54400-C42-A1 | Outer door (2HU, 2 win, bl) | 247.85 | 330 | L3 | 10.35 | LB | US
FHD2003-R3 | S54400-B46-A1 | Outer door (2HU, 2 win, red) | 247.85 | 330 | L3 | 10.15 | LB | US
FHD2004-U1 | S54400-B52-A1 | Inner door (black) | 117.1 | 156 | L3 | 4.566 | LB | US
FHD2005-U1 | S54400-B53-A1 | Inner door (solid, black) | 117.1 | 156 | L3 | 6.159 | LB | US
FHD2006-U1 | S54400-C46-A1 | Clear window | 59.11 | 79 | L3 | 1.241 | LB | US
FHA2031-U1 | S54400-B44-A1 | DIN Rail Set | 100.06 | 133 | L3 | 0.156 | LB | US
FHA2032-U1 | S54400-B43-A1 | Battery bracket | 134.16 | 179 | L3 | 3.878 | LB | US
FHA2035-U1 | S54400-B42-A1 | Trim Kit 1HU Black | 164.87 | 220 | L3 | 3.231 | LB | US
FHA2035-R1 | S54400-B44-A2 | Trim Kit 1 HU Red | 164.87 | 220 | L3 | 1 | LB | US
FHA2036-U1 | S54400-B41-A1 | Trim Kit 2HU Black | 264.92 | 353 | L3 | 4.347 | LB | US
FHA2036-R1 | S54400-B42-A2 | Trim Kit 2HU Red | 264.92 | 353 | L3 | 4.5 | LB | US
OPTIONAL MODULES - 252 & 504 PT SYSTEMS
FCM2022-U3 | S54400-C44-A2 | Option module (blank) | 34.11 | 45 | L3 | 1.168 | LB | CH
FCM2023-U3 | S54400-C45-A2 | Option module (LED) | 344.51 | 459 | L3 | 1.561 | LB | CH
FCI2011-U1 | S54400-A54-A1 | NAC module (1A/2B) | 658.32 | 878 | L3 | 0.439 | LB | CH
FCI2020-U1 | S54400-A57-A1 | Leased line / City tie module | 330.88 | 441 | L3 | 0.41 | LB | CH
FTI2001-U1 | S54400-A58-A1 | Fire terminal board | 264.92 | 353 | L3 | 0.534 | LB | CH
FCA2015-U1 | S54400-A63-A1 | Dialer module (DACT) | 395.67 | 528 | L3 | 0.536 | LB | CH
FCA2016-U1 | S54400-A39-A1 | RS485 class A module (iso.) | 197.84 | 264 | L3 | 0.331 | LB | CH
FCA2018-U1 | S54400-A65-A1 | Remote peripheral module | 985.76 | 1314 | L3 | 1 | LB | US
FT2014-U3 | S54400-B80-A1 | Remote display (black) | 772.22 | 1030 | L3 | 4.438 | LB | CN
FT2014-R3 | S54400-B73-A1 | Remote display (red) | 772.22 | 1030 | L3 | 1.753 | LB | CN
FT2015-U3 | S54400-B88-A1 | Remote terminal (key, bl) | 889.12 | 1185 | L3 | 4.718 | LB | CN
FT2015-R3 | S54400-B16-A1 | Remote terminal (key, red) | 889.12 | 1185 | L3 | 4.612 | LB | CN
XCI2001-U1 | S54400-A69-A1 | Releasing module | 330.88 | 441 | L3 | 0.463 | LB | CH
FN2001-U1 | S54400-A60-A1 | SafeDLink module | 967.56 | 1290 | L3 | 0.306 | LB | CH
FN2006-U1 | S54400-A61-A1 | Fiber Module (SM) | 5982.81 | 7977 | L3 | 2.013 | LB | CH
FN2007-U1 | S54400-A62-A1 | Fiber Module (MM) | 1629.34 | 2172 | L3 | 2.061 | LB | CH
FT2007-U1 | S54400-A142-A1 | LED ANNUNCIATOR DRIVER | 545.76 | 728 | L3 | 2.154 | LB | CN
FT2008-U1 | S54400-A143-A1 | 16 ZONE TABULAR ANNUNC.(BL) | 716.31 | 955 | L3 | 4.162 | LB | CN
FT2008-R1 | S54400-A144-A1 | 16 ZONE TABULAR ANNUNC.(RED) | 716.31 | 955 | L3 | 4.162 | LB | CN
FT2009-U1 | S54400-A145-A1 | 32 ZONE TABULAR ANNUNC.(BL) | 1135.86 | 1514 | L3 | 0.22 | LB | CN
FT2009-R1 | S54400-A146-A1 | 32 ZONE TABULAR ANNUNC.(RED) | 1135.86 | 1514 | L3 | 0.22 | LB | CN
FT2003-U1 | S54400-C136-A1 | LED driver board for graphic annunciators | 548.03 | 731 | L3 | 0.811 | LB | CH
FHD2012-U1 | S54400-C135-A1 | Inner Door for Remote Display Terminal | 112.56 | 150 | L3 | 6.344 | LB | US
FCA2032-U1 | S54400-B145-A1 | BDM Battery Disconnect Module | 268.33 | 358 | L3 | 1.001 | LB | CN
FCA2033-A1 | S54400-P154-A1 | FCA2033-A1 License key S1 | 337.72 | 450 | L3 | 0.015 | LB | CH
FCA2034-A1 | S54400-P155-A1 | FCA2034-A1 License key S2 | 3377.18 | 4503 | L3 | 0.018 | LB | CH
FCA2035-A1 | S54400-P156-A1 | FCA2035-A1 License key S3 | 3714.91 | 4953 | L3 | 0.015 | LB | CH
FHAMIQKIT-01 | S54400-A66-A1 | MXL Device Module w/PMI Cable | 726.65 | 969 | L3 | 2 | LB | US
FHAMIQKIT-02 | S54400-A67-A1 | MXL Device Module w/Expansion Cable | 726.65 | 969 | L3 | 2 | LB | US
FHAMIQKIT-03 | S54400-K1-A1 | MXL Device Module Cable Set | 105.02 | 140 | L3 | 2 | LB | US
FCL-MXLPLATE | S54400-B153-A1 | MXL Device Module Mounting Plate | 105.02 | 140 | L3 | 2 | LB | US
FCL2004-U1 | S54400-A68-A1 | MIQ MIGRATION MODULE - No cables included | 707.2 | 943 | L3 | 2.4 | LB | MX
FH2072-UA | S54433-A5-A1 | Housing for Battery - up to 34 Ah | 376.38 | 502 | L3 | 7.716 | LB | CN
FT2007-S1 | S54433-C118-A1 | Spare HW kit f/FT2007-U1 Led | 65.37 | 87 | L3 | 1.102 | LB | CN
FTH073-VP | S54433-A14-A1 | View Plate | 81.12 | 108 | L3 | 1.001 | LB | CN
FTH2073-UA | S54433-A6-A1 | Universal Encl for Annun | 181.66 | 242 | L3 | 15.611 | LB | CN
HARSH ENVIRONMENT COMPONENTS
FH-2071-UM | S54400-C144-A1 | Enclosure used for Marine/Harsh installs-(Black only) (Battery bracket included) | 4544.47 | 6059 | L3 | 46.5 | LB | US
BP-62 | S54400-Z62-A1 | BATTERY SET 12V 16AH (High Temp Rated) | 2090.84 | 2788 | L3 | 16.125 | LB | US
USCG-HPLATE | S54319-F22-A1 | Metal cover plate for HTRI Series modules | 170.73 | 228 | L3 | 0.547 | LB | US
USCG-XPLATE | S54400-F1-A1 | Metal Cover Plate for X-Series Modules | 110.31 | 147 | L3 | 1 | LB | US
CERBERUS PRO VOICE SYSTEM
CERBERUS PRO VOICE ELECTRONICS KIT
FV920-EK | S54400-C167-A1 | Cerberus PRO Voice Electronics Kit Consists of: One VCC2001-A1 Voice CPU Card, one VCC2002-A1 Voice I/O Card, one VCI2001-U1 50W Voice Amplifier Card, one VCA2002-A1 Voice Card Cage, one FCA2031-A1 Connection Module (MoNet), one VTO2001-U3 Option Module (24 switches), one VTO2004-U3 Option Module (Microphone) | 6275.03 | 8367 | L3 | 9.83 | LB | CH
CERBERUS PRO VOICE ENCLOSURE KIT
FHK2004-U3 | S54400-C168-A1 | Cerberus PRO Voice Enclosure Kit (Black) Consists of: One FHB2005-U1 3HU Backbox (black), two FHD2004-U1 Inner Door, one FHD2007-U3 Outer Door (black), one FHD2009-U1 Blank Outer Door Plate (black), two FHD2006-U1 Clear Window | 975.53 | 1301 | L3 | 56.1 | LB | US
FHK2004-R3 | S54400-C169-A1 | Cerberus PRO Voice Enclosure Kit (Red) Consists of: One FHB2005-R1 3HU Backbox (red), two FHD2004-U1 Inner Door, one FHD2007-R3 Outer Door (red), one FHD2009-R1 Blank Outer Door Plate (red), two FHD2006-U1 Clear Window | 975.53 | 1301 | L3 | 56.1 | LB | US
MAIN CERBERUS PRO VOICE SYSTEM MODULES
VCC2001-A1 | S54400-A40-A1 | Voice CPU Card Voice CPU card which supervises and controls all voice modules and functions. This card gets mounted in the VCA2002 card cage (2nd slot from the left), and works with the VCC2002 Voice I/O card to control the voice system. | 1951.06 | 2601 | L3 | 0.844 | LB | CH
VCC2002-A1 | S54400-A41-A1 | Voice I/O Card Input/Output card for the Voice system. The VCC2002 gets mounted in the VCA2002 card cage (1st slot on the left), and works with the VCC2001 to control the voice system. It supports two local audio inputs (for microphones or external low-level audio signals) and one low-level audio output, with all audio signal wiring connected to the card cage. | 1299.57 | 1733 | L3 | 0.864 | LB | CH
VCI2001-U1 | S54400-A45-A1 | Voice Amplifier Card 50 Watt amplifier card for the Voice system. The VCI2001 gets mounted in the VCA2002 card cage, with all speaker zone wiring connected to the card cage. Up to four VCI2001 amplifiers are supported on a single system. | 1627.03 | 2169 | L3 | 1.614 | LB | CH
VCA2002-A1 | S54400-A47-A1 | Voice Card Cage Voice system card cage used to support mounting and field wiring for VCC2001 Voice CPU cards, VCC2002 Voice I/O cards, and VCI2001 amplifier cards. Each card cage supports one VCC2001 Voice CPU, one VCC2002 Voice I/O and one to four VCI2001 50W amplifiers. | 1627.03 | 2169 | L3 | 6.349 | LB | CH
FCA2031-A1 | S54400-A153-A1 | Connection Module (MoNet) Used for communication between an FCI2018/FCI2019 operating unit and either the VCC2001 Voice CPU (for fire/voice panels) or the FN2012 Ethernet Switch (for fire only panels). The FCA2031 mounts in Position 1 on an FCI2018/FCI2019 operating unit. | 405.9 | 541 | L3 | 0.439 | LB | CH
CERBERUS PRO VOICE ENCLOSURE PARTS
FHB2005-U1 | S54400-B110-A1 | Back box (3HU, black, deep) 3 height unit black backbox used for fire/voice systems. This works in conjunction with a 3 HU outer door, FHD2007 | 477.53 | 637 | L3 | 8 | LB | US
FHB2005-R1 | S54400-B110-A2 | Back box (3HU, red, deep) 3 height unit red backbox used for fire/voice systems. This works in conjunction with a 3 HU outer door, FHD2007 | 477.53 | 637 | L3 | 18 | LB | US
FHD2007-U3 | S54400-B113-A1 | Outer door (3HU, 3 win, bl) 3 height unit black outer door used for fire/voice systems. This works in conjunction with a 3HU backbox, FHB2005 | 242.18 | 323 | L3 | 15 | LB | US
FHD2007-R3 | S54400-B113-A2 | Outer door (3HU, 3 win, red) 3 height unit red outer door used for fire/voice systems. This works in conjunction with a 3HU backbox, FHB2005 | 242.18 | 323 | L3 | 13.5 | LB | US
FHD2009-U1 | S54400-B114-A1 | Blank plate (black) Black blank plate for the FHD2007 3HU outer door. This optional plate is used in place of a clear lens plate when no operator interface switches or microphones are used in that row. | 98.92 | 132 | L3 | 3.394 | LB | US
FHD2009-R1 | S54400-B114-A2 | Blank plate (red) Red blank plate for the FHD2007 3HU outer door. This optional plate is used in place of a clear lens plate when no operator interface switches or microphones are used in that row. | 98.92 | 132 | L3 | 3.266 | LB | US
FHA2041-R1 | S54400-B93-A1 | Enclosure cover Top plate for an FHB2005 3 HU enclosure. This optional plate is used to meet requirements in jusidictions where ventilation holes in the top of a fire alarm system enclosure are not permitted. | 518.47 | 691 | L3 | 0.5 | LB | US
FHA2042-U1 | S54400-B55-A1 | Battery bracket (33 Ah) Optional bracket used to secure 33 AH batteries in an FH2005 enclosure to meet seismic approval. | 133.03 | 177 | L3 | 3 | LB | US
FHA2043-U1 | S54400-B56-A1 | Trim kit (3HU, black) Black trim kit for FHD2005 enclosure. This optional trim kit is used to dress the appearance of the enclosure when used in flush mounted applications. | 347.91 | 464 | L3 | 5.522 | LB | US
FHA2043-R1 | S54400-B57-A1 | Trim kit (3HU, red) Red trim kit for FHD2005 enclosure. This optional trim kit is used to dress the appearance of the enclosure when used in flush mounted applications. | 347.91 | 464 | L3 | 5 | LB | US
CERBERUS PRO VOICE OPTIONAL MODULES
VTO2001-U3 | S54400-C60-A2 | Option module (24 switches) Cerberus PRO switch module used on FV922/FV924 to add manual voice control. Up to four VTO2001-U3s can be supported on a single panel enclosure row. | 811.81 | 1082 | L3 | 1.455 | LB | CH
VTO2004-U3 | S54400-C61-A2 | Option module (microphone) Cerberus PRO microphone module used on FV922/FV924 to add a paging microphone. The VTO2004-U3 can be either a main microphone installed in the main system enclosure, or as a remote microphone in a remote enclosure. Up to two microphones are supported for each FV922/FV924. | 1040.33 | 1387 | L3 | 2.623 | LB | CH
FP2013-U1 | S54400-Z61-A1 | FP2013-U1 600W Power Supply Consists of two power supply units and a connection cable specially designed for cascading power supply applications. Used on fire/voice systems that need up to 600W of 24V power. | 750.41 | 1001 | L3 | 7.013 | LB | CN
VR2005-U3 | S54400-C90-A1 | Remote Microphone Kit-1HU Black Consists of: One FHB2001-U1, one FHD2001-U3, one FHD2004-U1, one FHD2006-U1, two FCM2022-U3, one VTO2001-U3, one VTO2004-U3, and one VTA2001-A1 | 2678.57 | 3571 | L3 | 29.392 | LB | US
VR2005-R3 | S54400-C92-A1 | Remote Microphone Kit-1HU Red Consists of: One FHB2001-R1, one FHD2001-R3, one FHD2004-U1, one FHD2006-U1, two FCM2022-U3, one VTO2001-U3, one VTO2004-U3, and one VTA2001-A1 | 2678.57 | 3571 | L3 | 24.6 | LB | US
CERBERUS PRO VOICE NETWORKING MODULES
VN2001-A1 | S54400-A42-A1 | Ethernet module (electric/CAT5) Used for networking fire only and fire/voice panels together over Ethernet using CAT-5 copper cables. This module mounts in the VCC2001 Voice CPU card (for voice systems) and/or the FN2012 modular Ethernet swtich (for fire systems). | 487.78 | 650 | L3 | 0.223 | LB | CH
VN2002-A1 | S54400-A43-A1 | Ethernet module (Mult Mode Fiber) Used for networking fire only and fire/voice panels together over Ethernet using multimode fiber optic cables. This module mounts in the VCC2001 Voice CPU card (for voice systems) and/or the FN2012 modular Ethernet swtich (for fire systems). | 975.53 | 1301 | L3 | 0.225 | LB | CH
VN2003-A1 | S54400-A44-A1 | Ethernet module (Single Mode Fiber) Used for networking fire only and fire/voice panels together over Ethernet using single-mode fiber optic cables. This module mounts in the VCC2001 Voice CPU card (for voice systems) and/or the FN2012 modular Ethernet swtich (for fire systems). | 1627.03 | 2169 | L3 | 0.231 | LB | CH
VTA2001-A1 | S54400-F163-A1 | Remote terminal board(class B) Remote terminal board used to support VTO2001 switch modules and VTO2004 microphone modules when these modules are used in a remote enclosure. This remote terminal board provides a place to land communication, audio, and 24VDC power wiring from the main system. It also provides connectors use to plug in the ribbon cables used on the microphone or switch modules. | 487.78 | 650 | L3 | 0.836 | LB | CH
FN2012-A1 | S54400-B152-A1 | Ethernet switch (modular) Used for networking fire only panels to other fire only or fire/voice panels over Ethernet. The FN2012 mounts in the back of a FHB2001 or FHB2002 enclosure backbox in place of a standard fiber module. The FN2012 supports one or two Ethernet modules (VN2001 for CAT5 connection, VN2002 for multimode fiber connection, or VN2003 for single-mode fiber connection). | 1627.03 | 2169 | L3 | 1.739 | LB | CH
VCI2003-A1 | S54400-A141-A1 | VoIP module The VoIP module is used to convert audio signals between analog and digital Voice over IP signals. This module is mounted to a connection point on the VCA2001 Voice CPU card, and is required for all networked voice applications. | 651.49 | 869 | L3 | 0.128 | LB | CH
BOOSTER AMPLIFIER KITS
EBA2001-U1 | S54400-B140-A1 | Booster amplifier (100W, bl) Kit consisting of a booster amplifier main board (EBA2004-A1), a black enclosure (FH2016-U1) and a 170W power supply (FP2011-U1) | 2880.07 | 3840 | L3 | 3 | LB | CN
EBA2001-R1 | S54400-B141-A1 | Booster amplifier (100W, red) Kit consisting of a booster amplifier main board (EBA2004-A1), a red enclosure (FH2016-R1) and a 170W power supply (FP2011-U1) | 2880.07 | 3840 | L3 | 3 | LB | CN
BOOSTER AMPLIFIER PARTS
EBA2004-A1 | S54400-B137-A1 | Booster amplifier main board(100W) Main board of an EBA2001 booster amplifier. Consists of a single board with two 50 Watt amplifiers, an integral battery charger, and removable terminal blocks for all field wiring. | 2033.55 | 2711 | L3 | 3.772 | LB | CN
FH2016-U1 | S54400-B138-A1 | Housing for EBA2001 (black) Black enclosure for an EBA2001 booster amplifier. Capable of housing a single EBA2004 main board, a single FP2011-U1 power supplly, and up to 33 AH batteries. | 531.46 | 709 | L3 | 26.237 | LB | CN
FH2016-R1 | S54400-B136-A1 | Housing for EBA2001 (red) Red enclosure for an EBA2001 booster amplifier. Capable of housing a single EBA2004 main board, a single FP2011-U1 power supplly, and up to 33 AH batteries. | 531.46 | 709 | L3 | 25.999 | LB | CN
FHA2044-U1 | S54400-B167-A1 | Battery Fixing Bracket for EBA2001 Optional bracket used to secure 33 AH batteries in an FH2016 enclosure to meet seismic approval. | 124.11 | 165 | L3 | 0.386 | LB | CN
FP2011-U1 | 500-450222 | Power Supply (170 W) Connects to 120/240VAC, and provides 170 Watts of DC power to the EBA2004-A1 Booste Amplfier main board. | 330.88 | 441 | L3 | 2.919 | LB | CN
FHA2054-U1 | S54400-B58-A1 | FHA2054 Audio Transformer Kit | 136.33 | 182 | L3 | 0.013 | LB | CN
Cerberus PRO - 50 PT SYSTEM (FC901)
Cerberus PRO - 50 PT SYSTEM MODULES
FC901-U3 | S54433-C105-A1 | 50 Pt Electronic Kit - Main Board - 170W PS | 1181.34 | 1575 | L3 | 1 | LB | CN
FCM901-U3 | S54433-B101-A1 | 50 pt system Main Board | 1324 | 1765 | L3 | 6.808 | LB | CN
FH901-U3 | S54433-B103-A3 | 50 pt system Black Enclosure | 357.85 | 477 | L3 | 19.8 | LB | CN
FH901-R3 | S54433-B103-A4 | 50 pt system Red Enclosure | 357.85 | 477 | L3 | 11.023 | LB | CN
FP2011-U1 | 500-450222 | Power Supply (170 W) | 330.88 | 441 | L3 | 2.919 | LB | CN
FSD901-U3 | S54433-C102-A1 | 50 pt system Black rmt annun | 676.59 | 902 | L3 | 0.22 | LB | CN
FSD901-R3 | S54433-C102-A2 | 50 pt system Red rmt annun | 676.59 | 902 | L3 | 3.479 | LB | CN
FHA901-U1 | S54433-B107-A1 | 50 pt system Battery Bracket | 98.09 | 131 | L3 | 0.8 | LB | CN
FHA902-U1 | S54433-B106-A1 | 50 pt system Black enclosure Trim Kit | 134.16 | 179 | L3 | 5.538 | LB | CN
FHA902-R1 | S54433-B106-A2 | 50 pt system Red enclosure Trim Kit | 134.16 | 179 | L3 | 5.331 | LB | CN
FXS901-U3 | S54433-S105-A1 | 50 pt system Configuration Kit | 82.98 | 111 | L3 | 0.203 | LB | CN
FXA901-U1 | S54433-K108-A1 | 50 pt system Configuration Cable | 34.11 | 45 | L3 | 0.22 | LB | CN
FCI2020-U1 | S54400-A57-A1 | Leased line / City tie module | 330.88 | 441 | L3 | 0.41 | LB | CH
FCA901-U1 | S54433-C106-A1 | 50 pt system Leased line /City tie cable | 34.11 | 45 | L3 | 0.196 | LB | CN
FCA2018-U1 | S54400-A65-A1 | Remote peripheral module | 985.76 | 1314 | L3 | 1 | LB | US
FT2007-U1 | S54400-A142-A1 | LED ANNUNCIATOR DRIVER | 545.76 | 728 | L3 | 2.154 | LB | CN
FT2008-U1 | S54400-A143-A1 | 16 ZONE TABULAR ANNUNC.(BL) | 716.31 | 955 | L3 | 4.162 | LB | CN
FT2008-R1 | S54400-A144-A1 | 16 ZONE TABULAR ANNUNC.(RED) | 716.31 | 955 | L3 | 4.162 | LB | CN
FT2009-U1 | S54400-A145-A1 | 32 ZONE TABULAR ANNUNC.(BL) | 1135.86 | 1514 | L3 | 0.22 | LB | CN
FT2009-R1 | S54400-A146-A1 | 32 ZONE TABULAR ANNUNC.(RED) | 1135.86 | 1514 | L3 | 0.22 | LB | CN
FHA2056-U1 | S54400-B18-A1 | FS250/MPC600 Mechanical Migration Kit-Black (does not include panel electronics or power supply) | 910.17 | 1214 | L3 | 35 | LB | US
FHA2056-R1 | S54400-B19-A1 | FS250/MPC600 Mechanical Migration Kit-Red (does not include panel electronics or power supply) | 910.17 | 1214 | L3 | 35 | LB | US
FH2072-UA | S54433-A5-A1 | Housing for Battery - up to 34 Ah | 376.38 | 502 | L3 | 7.716 | LB | CN
FT2007-S1 | S54433-C118-A1 | Spare HW kit f/FT2007-U1 Led | 65.37 | 87 | L3 | 1.102 | LB | CN
FT2018-R1 | S54433-A2-A1 | LED Annunciator (16 z, red) | 661.44 | 882 | L3 | 4.253 | LB | CN
FT2018-U1 | S54433-A1-A1 | 16 Zone Tabular Annunc,red | 661.44 | 882 | L3 | 4.253 | LB | CN
FT2019-R1 | S54433-A4-A1 | LED Annunciator (32 z, red) | 1049.36 | 1399 | L3 | 4.753 | LB | CN
FT2019-U1 | S54433-A3-A1 | 32 Zone Tabular Annunc,Blk | 1049.36 | 1399 | L3 | 4.753 | LB | CN
FTH073-VP | S54433-A14-A1 | View Plate | 81.12 | 108 | L3 | 1.001 | LB | CN
FTH2073-UA | S54433-A6-A1 | Universal Encl for Annun | 181.66 | 242 | L3 | 15.611 | LB | CN
FX901-S1 | S54433-C117-A1 | Spare Panel HW Kit 50Pt Panels | 44.54 | 59 | L3 | 1.764 | LB | CN
FHC901-U1 | S54433-C1-A1 | 50 Pt Sys Cvr Plt Kit | 81.12 | 108 | L3 | 1.001 | LB | CN
ADDRESSABLE DETECTORS AND DEVICES
OOHC941 | S54320-F8-A2 | Dual Optical / Heat / Carbon Monoxide Detector | 275.08 | 367 | L3 | 0.293 | LB | CH
OOH941 | S54320-F7-A2 | Dual Optical / Heat Detector | 170.5 | 227 | L3 | 0.335 | LB | CH
OH921 | S54320-F6-A2 | Optical & Thermal Detector | 121.62 | 162 | L3 | 0.507 | LB | CN
OP921 | S54320-F4-A2 | Optical Smoke Detector | 111.39 | 149 | L3 | 0.238 | LB | CN
HI921 | S54320-F5-A2 | Heat Detector | 107.99 | 144 | L3 | 0.205 | LB | CN
FDCIO422 | S54322-F4-A1 | 4 Input / 4 Output Monitor Module | 306.48 | 409 | L3 | 0.754 | LB | CN
DB-11 | 500-094151 | 6" DETECTOR BASE ASSY | 13.78 | 18 | L3 | 0.206 | LB | US
DB-11E | 500-094151E | 4" DETECTOR BASE ASSY | 17.22 | 23 | L3 | 0.156 | LB | US
SBGA-34 | S54370-F13-A1 | Audible Detector Base With Temp 4 for CO | 279.22 | 372 | L3 | 0.453 | LB | CN
ABHW-4B | S54320-F13-A1 | Buzzer Version Audible Base (standard 3,000 Hz tone) | 114.7 | 153 | L3 | 0.675 | LB | CN
ABHW-4BZ | S54320-F13-A2 | ABHW-4BZ AUDIBLE BASE | 135.46 | 181 | L3 | 0.647 | LB | US
ABHW-4S | S54320-F14-A1 | Sleeping Room Version , 520 Hz Low Frequency Audible Base | 128.91 | 172 | L3 | 0.71 | LB | CN
ABHW-4SZ | S54320-F14-A2 | ABHW-4SZ AUDIBLE BASE | 151.85 | 202 | L3 | 0.725 | LB | US
ABHW-INSERT | S54320-F15-A1 | ABHW Base Mounting Screw Insert (Screw Cover) - bag of 50 | 17.22 | 23 | L3 | 0.033 | LB | CN
ADBH-11 | 500-033210 | Audible Base (used with H-series detectors only) | 287.27 | 383 | L3 | 0.45 | LB | CN
ADB-BOX | 500-698360 | Surface Mount Adapter Box for Audible Base | 37.6 | 50 | L3 | 0.878 | LB | US
DB2-HR | S54370-F12-A1 | Relay base (for use with H-Series and CerberusPro detectors) | 83.78 | 112 | L3 | 0.324 | LB | CN
RL-HC | 500-033230 | REMOTE LAMP-CEILING | 33.3 | 44 | L3 | 0.172 | LB | MY
RL-HW | 500-033310 | REMOTE LAMP-WALL | 33.3 | 44 | L3 | 0.172 | LB | MY
ILED-HC | 500-048809 | INTEL LAMP-CEILING | 92.99 | 124 | L3 | 0.197 | LB | CN
ILED-HW | 500-048637 | INTEL LAMP WALL | 92.99 | 124 | L3 | 0.156 | LB | CN
ILED-XW | S54370-B5-A1 | Intelligent Lamp, Wall Mount with Built-In Isolator | 92.99 | 124 | L3 | 0.311 | LB | CN
ILED-XC | S54370-B6-A1 | Intelligent Lamp, Ceiling Mount with Built-In Isolator | 92.99 | 124 | L3 | 0.34 | LB | CN
DGH-11 | 500-096397 | DETECTOR GUARD FOR HFP-11, HFPO-11, FP-11 | 134.31 | 179 | L3 | 2.175 | LB | US
DB11-SEAL | 500-695622 | DB-11 SEAL FOR DB-11(24 PC) | 74.61 | 99 | L3 | 0.066 | LB | US
DB-11-DP | 500-649097 | BASE PLUG (50PC) | 68.88 | 92 | L3 | 0.067 | LB | US
LK-11 | 500-695350 | LK-11 LOCKING KIT (50 PCS) FOR DB-11/DB-11E | 56.53 | 75 | L3 | 0.1 | LB | US
HMS-S | 500-033200 | MANUAL STATION - SINGLE ACTION | 285.65 | 381 | L3 | 0.831 | LB | CN
HMS-SZ | S54321-F6-A1 | MANUAL STATION - SINGLE ACTION - Country of Origin (non China) | 503.61 | 671 | L3 | 1 | LB | US
HMS-D | 500-033400 | MANUAL STATION -DUAL ACTION | 268.23 | 358 | L3 | 0.881 | LB | CN
HMS-DZ | S54321-F5-A1 | MANUAL STATION -DUAL ACTION - Country of Origin (non China) | 298.06 | 397 | L3 | 1 | LB | US
HMS-SE | S54321-A5-A1 | SINGLE ACTION MANUAL STATION (SPANISH TEXT) | 285.65 | 381 | L3 | 0.816 | LB | CN
HMS-DE | S54321-A3-A1 | DOUBLE ACTION MANUAL STATION (SPANISH TEXT) | 268.23 | 358 | L3 | 0.884 | LB | CN
HMS-SP | S54321-A6-A1 | SINGLE ACTION MANUAL STATION PORTUGESE TEXT) | 285.65 | 381 | L3 | 0.819 | LB | CN
HMS-DP | S54321-A4-A1 | DOUBLE ACTION MANUAL STATION PORTUGESE TEXT) | 268.23 | 358 | L3 | 0.878 | LB | CN
HMS-M | 500-033450 | METAL MANUAL STATION - SINGLE ACTION | 256.04 | 341 | L3 | 1.253 | LB | CN
MS-FD | 500-694515 | DOUBLE ACTION ADAPTER FOR HMS-M | 50.51 | 67 | L3 | 0.45 | LB | US
HTRI-S | 500-033370 | Single Input Monitor Module | 241.2 | 322 | L3 | 0.328 | LB | IN
HTRI-SZ | S54322-F13-A1 | Single Input Monitor Module - Country of Origin (non China) | 314.46 | 419 | L3 | 0.5 | LB | US
HTRI-D | 500-033360 | Dual Input Monitor Module | 313.77 | 418 | L3 | 0.35 | LB | IN
HTRI-DZ | S54322-F10-A1 | Dual Input Monitor Module - Country of Origin (non China) | 357.45 | 477 | L3 | 0.5 | LB | US
HTRI-R | 500-033300 | Single Input Monitor Module with Relay | 313.77 | 418 | L3 | 0.391 | LB | IN
HTRI-RZ | S54322-F12-A1 | Single Input Monitor Module with Relay - Country of Origin (non China) | 337.08 | 449 | L3 | 0.4 | LB | US
HTRI-M | 500-034000 | Mini Single Input Module | 211.32 | 282 | L3 | 0.109 | LB | CN
HTRI-MZ | S54322-F11-A1 | Mini Single Input Module - Country of Origin (non China) | 439.61 | 586 | L3 | 0.064 | LB | US
XTRI-R | S54370-B1-A1 | Single Input Monitor Module with Relay with Built-In Isolator | 168.75 | 225 | L3 | 0.26 | LB | CN
XTRI-D | S54370-B2-A1 | Dual Input Monitor Module, with Built-In Isolator | 168.75 | 225 | L3 | 0.229 | LB | CN
XTRI-S | S54370-B3-A1 | Single Input Monitor Module with Built-In Isolator | 129.71 | 173 | L3 | 0.209 | LB | CN
XTRI-M | S54370-B4-A1 | XTRI-M Mini Input Monitor Module with Built-In Isolator | 113.64 | 152 | L3 | 0.15 | LB | CN
USCG-HPLATE | S54319-F22-A1 | Metal cover plate for HTRI Series modules | 170.73 | 228 | L3 | 0.547 | LB | US
USCG-XPLATE | S54400-F1-A1 | Metal Cover Plate for X-Series Modules | 110.31 | 147 | L3 | 1 | LB | US
HLIM | 500-033170 | LINE ISOLATOR | 152.06 | 203 | L3 | 0.313 | LB | IN
HLIM-Z | S54319-F30-A1 | LINE ISOLATOR - Country of Origin (non China) | 168.97 | 225 | L3 | 0.5 | LB | US
HZM | 500-034850 | CONVENTIONAL ZONE MODULE | 197.84 | 264 | L3 | 1.016 | LB | CN
HZM-Z | S54322-F14-A1 | CONVENTIONAL ZONE MODULE - Country of Origin (non China) | 261.06 | 348 | L3 | 1.5 | LB | US
HCP | 500-034860 | Intelligent Control Point | 262.64 | 350 | L3 | 0.506 | LB | CN
HCP-Z | S54322-F9-A1 | Intelligent Control Point - Country of Origin (non China) | 360.36 | 480 | L3 | 0.5 | LB | US
DPU | 500-033260 | Device Programmer/Loop Tester | 1371.21 | 1828 | L3 | 4.566 | LB | US
DPU-RPT | 500-034020 | LABEL PRINTER AND CARRYING CASE | 2592.49 | 3457 | L3 | 13.688 | LB | US
DPU-C1 | 500-033990 | DPU Carrying Case | 196.7 | 262 | L3 | 3.294 | LB | US
DPU-PRT | 500-650027 | DPU PRT CABLE | 67.08 | 89 | L3 | 0.147 | LB | US
DPU-PROG | 500-650028 | DPU-PROG CBL Programming Cable | 176.23 | 235 | L3 | 0.134 | LB | US
FDCIO-EOL | S54312-F7-A1 | EOL resistors for FDCIO422 100 Ohm, Bag containing Qty of 50 Resistors | 230.73 | 308 | L3 | 0.009 | LB | CN
TB-EOL | S54322-F4-A2 | Terminal Block for EOL resistors | 288.27 | 384 | L3 | 0.2 | LB | US
XMS-DP | S54321-F10-A1 | XMS-DP Address,DBL act,Iso Portuguese | 186 | 248 | L3 | 1 | LB | MX
XMS-SE | S54321-F11-A1 | XMS-SE Address, single act, Iso Spanish | 174 | 232 | L3 | 1 | LB | MX
XMS-DE | S54321-F12-A1 | XMS-DE Address, DBL act, Iso Spanish | 186 | 248 | L3 | 1 | LB | MX
XMS-M | S54321-F19-A1 | XMS-M Adres Single Act Iso,metal Cover | 204 | 272 | L3 | 1 | LB | MX
SMBOX-XMP | S54321-F20-A1 | SMBOX-XMP Surface Mt Box,X-series MPS | 70.42 | 94 | L3 | 2 | LB | US
APLT-XMP | S54321-F21-A1 | APLT-XMP Adpt Plate for legacy Mt Boxes | 42.15 | 56 | L3 | 2 | LB | US
4DGBOX-XMP | S54321-F22-A1 | 4DGBOX-XMP Adpt Plt 4"Box ,Dbl Gng Box | 42.6 | 57 | L3 | 2 | LB | US
XMS-S | S54321-F7-A1 | XMS-S Address, single act MPS Isolation | 174 | 232 | L3 | 1 | LB | MX
XMS-D | S54321-F8-A1 | XMS-D Address, double act MPS Isolation | 186 | 248 | L3 | 1 | LB | MX
XMS-SP | S54321-F9-A1 | XMS-SP Adress,sngle act,Iso Portuguese | 174 | 232 | L3 | 1 | LB | MX
AIR DUCT HOUSINGS AND DETECTORS
FDBZ492 | S54319-B22-A1 | DUCT HOUSING - 2 WIRE WITHOUT RELAY | 191.72 | 256 | L3 | 2.516 | LB | US
FDBZ492-HR | S54319-B23-A1 | DUCT HOUSING - 2 WIRE WITH RELAY FOR ADDRESSABLE SYSTEMS | 212.41 | 283 | L3 | 2.522 | LB | US
FDBZ-WT | S54319-B26-A1 | Water Tight Housing (NEMA 4X) | 1353.02 | 1804 | L3 | 13 | LB | US
AD-TGN | 500-649717 | AD-TGN T-Test Gas Nozzle | 11.37 | 15 | L3 | 0.2 | LB | GB
OOHC941 | S54320-F8-A2 | Dual Optical / Heat / Carbon Monoxide Detector | 275.08 | 367 | L3 | 0.293 | LB | CH
OOH941 | S54320-F7-A2 | Dual Optical / Heat Detector | 170.5 | 227 | L3 | 0.335 | LB | CH
OP921 | S54320-F4-A2 | Optical Smoke Detector | 111.39 | 149 | L3 | 0.238 | LB | CN
ST-10 | 500-649710 | ST-10 1 FT Sampling Tube | 18.37 | 24 | L3 | 0.237 | LB | US
FDBZ492-RTL | S54319-S27-A1 | REMOTE TEST LAMP AND KEYSWITCH FOR MANUAL TESTING OF FDBZ492-R, FDBZ492-HR, FDBZ492-RP | 120.52 | 161 | L3 | 0.378 | LB | US
ST-25 | 500-649711 | ST-25 2.5 FT SAMPLING TUBE | 36.92 | 49 | L3 | 0.7 | LB | US
ST-50 | 500-649712 | ST-50 5 FT Sampling Tube | 42.97 | 57 | L3 | 1.381 | LB | US
ST-100 | 500-649713 | ST-100 10 FT SAMPLING | 51.21 | 68 | L3 | 3.487 | LB | US
CONVENTIONAL DETECTORS
OH121 | S54372-F2-A1 | Conventional Optical/Heat combined | 110.33 | 147 | L3 | 0.333 | LB | CN
OP121 | S54372-F1-A1 | Conventional Optical | 93.94 | 125 | L3 | 0.337 | LB | CN
HI121 | S54372-F3-A1 | Conventional Heat only | 79.75 | 106 | L3 | 0.293 | LB | CN
TM121 | S54370-S12-A1 | Test Magnet | 50.25 | 67 | L3 | 0.15 | LB | CN
FDBZ492 | S54319-B22-A1 | DUCT HOUSING - 2 WIRE WITHOUT RELAY | 191.72 | 256 | L3 | 2.516 | LB | US
FDBZ492-R | S54319-B24-A1 | DUCT HOUSING - 2 WIRE WITH RELAY FOR CONVENTIONAL SYSTEMS | 203.53 | 271 | L3 | 2.506 | LB | US
FDBZ492-PR | S54319-B25-A1 | DUCT HOUSING - 4 WIRE WITH RELAY AND BUILT-IN POWER SOURCE | 277.86 | 370 | L3 | 3.031 | LB | US
FDBZ492-RTL | S54319-S27-A1 | REMOTE TEST LAMP AND KEYSWITCH FOR MANUAL TESTING OF FDBZ492-R, FDBZ492-HR, FDBZ492-RP | 120.52 | 161 | L3 | 0.378 | LB | US
/// MANAGEMENT STATIONS ----------------------------------------------------------------------------------------------------------------------------------------------------
CERBERUS DMS MANAGEMENT STATION -------------------------------------------------------------------------------------------------------------------------------------
CERBERUS DMS PACKAGES
UHW-CATA-PKG-SM | S54465-C82-A1 | UL/ULC HW category A computer, 22" LCD monitor, SNC card, (no software licenses included) - (UHW-CATA-PKG-SM) | 17281.07 | 23041 | L3 | 25 | LB | US
UHW-CATB-PKG-SM | S54465-C82-A2 | UL/ULC HW category B computer, 22" LCD monitor, SNC card, (no software licenses included) - (UHW-CATB-PKG-SM) | 23652.35 | 31536 | L3 | 55.5 | LB | US
UHW-CATB-PKG-LM | S54465-C83-A1 | UL/ULC HW category B computer, 42" LCD monitor, SNC card, (no software licenses included) - (UHW-CATB-PKG-LM) | 38164.93 | 50887 | L3 | 110 | LB | US
COMPUTERS ONLY
UHW-CATA-01 | S54465-C73-A1 | UHW-CATA-01 -- UL/ULC HW Category A Computer - Windows 10 Professional, SNC Card for XNET connection, Management Station Utility | 14086.21 | 18782 | L3 | 9 | LB | US
UHW-CATB-01 | S54465-C73-A2 | UHW-CATB-01 -- UL/ULC HW Category B Computer - Windows 10 Professional, SNC Card for XNET connection, Management Station Utility | 20585.44 | 27447 | L3 | 40 | LB | US
UHW-CATC-01 | S54465-C74-A1 | UHW-CATC-01 -- UL/ULC HW Category C Computer - Windows Server 2012 R2 + 5 Cal, SNC Card for XNET connection, Management Station Utility | 36439.23 | 48586 | L3 | 40 | LB | US
UHW-CATD-01 | S54465-C74-A2 | UHW-CATD-01 -- UL/ULC HW Category D Computer - Windows Server 2012 R2 + 5 Cal, SNC Card for XNET connection, Management Station Utility | 39974.37 | 53299 | L3 | 40 | LB | US
MONITORS ONLY
UHW-0000-22L-L | S54465-C8-A2 | UL 864 9th Edition 22" LCD | 3539.74 | 4720 | L3 | 20 | LB | TW
UHW-0000-42L-L | S54465-C9-A2 | UL 864 9th Edition 42" LCD | 18342.25 | 24456 | L3 | 60 | LB | US
XNET INTERFACES
SNC | S54400-N1-A1 | Serial Netowrk Card (for Cerberus DMS) | 965.01 | 1287 | L3 | 0.631 | LB | US
MOSA | S54465-C62-A1 | XNET Monitoring-Only Solution Assembly (MOSA) Includes: (1) ENCL-01, (1) XND-M, (1) S2E, (1) PS-5A, (1) CBL-M | 3039.27 | 4052 | L3 | 10 | LB | US
XNET INTERFACES (Spare Parts)
ENCL-01 | S54465-C63-A1 | Exterior enclosure with Key Lock | 405.23 | 540 | L3 | 5.534 | LB | US
XND-M | S54431-B5-A1 | XND-M (XNET Interface) Module for MOSA | 745.19 | 994 | L3 | 0.272 | LB | US
XND | 500-034731 | LAPTOP UPLOAD ADAPTER | 536.66 | 716 | L3 | 0.369 | LB | US
S2E | S54465-C65-A1 | Serial-to-Ethernet Module | 1410.86 | 1881 | L3 | 1.5 | LB | US
PS-5A | 500-492369 | PS-5A PWR SUP MOD | 565.08 | 753 | L3 | 0.247 | LB | MY
CBL-M | S54465-C64-A1 | MOSA Cables: Two (2) S2E power cables (1 red, 1 black): One (1) XND-M power cable One (1) NIC-C to XND-M interface cable, 10 feet (3m) | 165.29 | 220 | L3 | 0.5 | LB | US
WAN Enclosure and Components
CAB1-X | 500-634369 | CAB1-X ENCL/OUTER DR/MTG PLT | 1193.84 | 1592 | L3 | 44.013 | LB | US
PSC-12 | 500-033340 | 12A@24VDC POWER SUPPLY & 100AH BATTERY CHARGER, CONTAINS 4 RELAYS BACKBOX - 1 POSITION | 2928.89 | 3905 | L3 | 10.05 | LB | MY
NIC-C | 500-033240 | NETWORK INTERFACE CARD - H-NET, OR X-NET, AND CAN ONE CARD SLOT CC-5/CC-2 | 870.93 | 1161 | L3 | 1.105 | LB | US
HUB-4 | 500-048820 | HUB-4 SUB-ASSEMBLY | 4142.81 | 5524 | L3 | 0.341 | LB | US
HUB-RS-485 | 500-649930 | RS-485 INTERFACE FOR WAIO | 1152.21 | 1536 | L3 | 0.113 | LB | US
MODEM BLOCK | 500-699355 | MODEM BLOCK PACKAGED | 951.45 | 1269 | L3 | 0.159 | LB | US
CC-5 | 500-633037 | CARDCAGE (5 SLOTS) FOR ALL CARDS BACKBOX - 2 POSITIONS | 794.73 | 1060 | L3 | 4.181 | LB | MY
CC-2 | 500-633440 | CARDCAGE (2 SLOTS)- ALL CARDS CAB-MP - 1 POSITION | 436.6 | 582 | L3 | 2.913 | LB | MY
CAB-BATT | 500-633917 | ENCLOSURE FOR 100AH BATTERIES FIELD MOUNTED | 519.6 | 693 | L3 | 29.163 | LB | US
BTX-3 | 599-034220 | BATTERY SET 12V 100AH MOUNTS IN CAB-BATT | 2465.89 | 3288 | L3 | 72.25 | LB | CN
CERBERUS DMS LICENSES
CERBERUS DMS BASIC SOFTWARE LICENSES
CCA-CMPT-DMS | P55802-Y110-A100 | Fire/DMS Compact Feature Set license (Includes 3 client licenses and 500 Fire Safety devices) | 7300.98 | 9735 | A | 0.1 | LB | CH
CCA-CMPT-DMS-U | P55802-Y110-A500 | Upsell license to convert Fire/DMS Compact Feature Set to Standard Feature Set | 24935.2 | 33247 | A | 0.1 | LB | CH
CCA-STD-FSET | P55802-Y114-A100 | Standard Feature Set license (Includes 1 client license) | 11582.23 | 15443 | A | 0.1 | LB | CH
CCA-1-CL | P55802-Y119-A200 | License for 1 additional Client | 3805.56 | 5074 | A | 1 | LB | CH
CCA-MAX-CL | P55802-Y120-A200 | License for Unlimited Clients | 40744.55 | 54326 | A | 1 | LB | CH
CCA-100-SCADA | P55802-Y124-A412 | License for 100 SCADA points (OPC client points, Mobbus objects, SNMP devices, etc.) | 1573.95 | 2099 | A | 1 | LB | CH
CCA-500-SCADA | P55802-Y124-A452 | License for 500 SCADA points (OPC client points, Mobbus objects, SNMP devices, etc.) | 6450.46 | 8601 | A | 0.1 | LB | CH
CCA-5000-SCADA | P55802-Y124-A453 | License for 5000 SCADA points (OPC client points, Mobbus objects, SNMP devices, etc.) | 47655.61 | 63541 | A | 0.1 | LB | CH
CCA-OP-GRAPH-ED | P55802-Y127-A300 | Graphics Editor Option to edit graphics without engineering license | 7238.84 | 9652 | A | 0.1 | LB | CH
CCA-ENG | P55802-Y130-A100 | Engineering License (Valid for 12 months. Requires Model CMD.04) | 1964.9 | 2620 | A | 1 | LB | CH
CCA-STARTUP-BASE | P55802-Y131-A100 | Startup License (Valid for 2 months) | 310.27 | 414 | A | 1 | LB | CH
CCA-DEMO | P55802-Y140-A100 | Demo License (Valid for 12 months) | 413.66 | 552 | A | 0.1 | LB | CH
CCA-100-FIRE | P55802-Y158-A412 | License for 100 addressable Fire Safety devices | 1512.07 | 2016 | A | 1 | LB | CH
CCA-10000-FIRE | P55802-Y158-A414 | License for 10,000 addressable Fire Safety devices. | 82633.8 | 110178 | A | 1 | LB | CH
CCA-500-FIRE | P55802-Y158-A452 | License for 500 addressable Fire Safety devices | 5165.15 | 6887 | A | 0.1 | LB | CH
CCA-5000-FIRE | P55802-Y158-A453 | License for 5,000 addressable Fire Safety devices | 46482.05 | 61976 | A | 1 | LB | CH
CCA-V-PLUS | P55802-Y159-A300 | License for Video Option Plus (use with embedded VMS. Includes SiVMS 200 embedded, 8 monitors, and 8 embedded cameras) | 6404.15 | 8539 | A | 0.5 | LB | CH
CCA-V-16MON | P55802-Y160-A401 | License for 16 monitors | 6404.15 | 8539 | A | 0.5 | LB | CH
CCA-V-128MON | P55802-Y160-A412 | License for 128 monitors | 37185.64 | 49581 | A | 0.1 | LB | CH
CCA-V-16EXTC | P55802-Y161-A401 | License for 16 external cameras | 5020.03 | 6693 | A | 0.5 | LB | CH
CCA-V-128EXTC | P55802-Y161-A412 | License for 128 external cameras | 28922.05 | 38563 | A | 0.1 | LB | CH
CCA-V-16EMBC | P55802-Y162-A401 | License for 16 embedded cameras | 6404.15 | 8539 | A | 0.5 | LB | CH
CCA-1-INT-TK | P55802-Y180-A410 | License for 1 Integration Token | 623.32 | 831 | A | 0.1 | LB | CH
CMD.04 | S55802-Y148 | USB dongle for Engineering License (must order Engineering License (Model CCA-ENG) separately) | 580.9 | 775 | A | 0.020 | LB | CN
CERBERUS DMS BASIC SOFTWARE LICENSES - for existing Extended Feature Set installations ONLY (v2.0 and v2.1)
CCA-OP-OPC | P55802-Y100-A300 | License for the option to expose all data points as OPC Server data points to a third-party OPC Client | 9679.41 | 12906 | A | 1 | LB | CH
CCA-OP-AS-TR | P55802-Y103-A300 | License for the Assisted Event Treatment Option | 3226.51 | 4302 | A | 1 | LB | CH
CCA-OP-RE-PR | P55802-Y104-A300 | License for the Reaction Processor Options | 5170.62 | 6894 | A | 1 | LB | CH
CCA-OP-RENO | P55802-Y126-A300 | License for Remote Notification Option | 5791.08 | 7721 | A | 1 | LB | CH
CCA-OP-LOG-V | P55802-Y132-A300 | License for the Log Viewer and Detailed Log | 3164.49 | 4219 | A | 1 | LB | CH
CCA-OP-WS-LIVE | P55802-Y163-A300 | License for live data for the Mobile App (up to 5 concurrent mobile apps users) | 3164.49 | 4219 | A | 1 | LB | CH
CCA-OP-WS-CMD | P55802-Y166-A300 | License for object commanding in the Mobile App | 3164.49 | 4219 | A | 1 | LB | CH
CCA-OP-WS-ADD | P55802-Y167-A300 | License to add 1 more concurrent Mobile App user | 632.86 | 844 | A | 1 | LB | CH
SOFTWARE UPGRADE RENEWAL (SUR)
CCA-1-SUR-UNIT | P55802-Y900-B410 | Subscription Renewal (extend subscription expiration date by 1 year) | 45.23 | 60 | C | 0.1 | LB | CH
SOFTWARE UPGRADE SUBSCRIPTIONS (SUS)
CCA-1-SUS-UNIT | P55802-Y900-C410 | Subscription reStart (set subscription expiration date to 1 year after order date) | 127.08 | 169 | C | 0.1 | LB | CH
PRIVILEGED SOFTWARE MIGRATION (PSM) / MULTIPLE SYSTEM LICENSES
CCA-STD-FSET-PSM | P55802-Y114-D100 | License for Privileged Software Migration (PSM) for Standard Feature Set license | 3207.43 | 4277 | C | 0.1 | LB | CH
CCA-1-CL-PSM | P55802-Y119-D200 | License for Privileged Software Migration (PSM) for 1 additional Client | 1053.82 | 1405 | C | 1 | LB | CH
CCA-100-FIRE-PSM | P55802-Y158-D412 | License for Privileged Software Migration (PSM) for 100 addressable Fire Safety devices | 417.87 | 557 | C | 1 | LB | CH
CCA-10000-FIRE-PSM | P55802-Y158-D414 | License for Privileged Software Migration (PSM) for 10,000 addressable Fire Safety devices. | 22883.46 | 30511 | C | 1 | LB | CH
CCA-500-FIRE-PSM | P55802-Y158-D452 | License for Privileged Software Migration (PSM) for 500 addressable Fire Safety devices | 1430.22 | 1907 | C | 0.1 | LB | CH
CCA-5000-FIRE-PSM | P55802-Y158-D453 | License for Privileged Software Migration (PSM) for 5,000 addressable Fire Safety devices | 12871.96 | 17163 | C | 1 | LB | CH
STANDARD SOFTWARE MIGRATION (SSM) / MULTIPLE SYSTEM LICENSES
CCA-STD-FSET-SSM | P55802-Y114-E100 | License for Standard Software Migration (SSM) for Standard Feature Set license | 9622.19 | 12830 | C | 0.1 | LB | CH
CCA-1-CL-SSM | P55802-Y119-E200 | License for Standard Software Migration (SSM) for 1 additional Client | 3207.43 | 4277 | C | 1 | LB | CH
CCA-100-FIRE-SSM | P55802-Y158-E412 | License for Standard Software Migration (SSM) for 100 addressable Fire Safety devices | 1255.75 | 1674 | C | 1 | LB | CH
CCA-10000-FIRE-SSM | P55802-Y158-E414 | License for Standard Software Migration (SSM) for 10,000 addressable Fire Safety devices | 68650.41 | 91534 | C | 1 | LB | CH
CCA-500-FIRE-SSM | P55802-Y158-E452 | License for Standard Software Migration (SSM) for 500 addressable Fire Safety devices | 4290.66 | 5721 | C | 0.1 | LB | CH
CCA-5000-FIRE-SSM | P55802-Y158-E453 | License for Standard Software Migration (SSM) for 5,000 addressable Fire Safety devices | 38615.86 | 51488 | C | 1 | LB | CH
NCC MANAGEMENT STATION ----------------------------------------------------------------------------------------------------------------------------------------------------
NCC WINDOWS 7 PACKAGES (COMPUTER, MONITOR, (1) NCC-2F CARD, SOFTWARE, LICENSE KEY)
NCCW7I7GL-22L | S54465-C50-A1 | UL 864 9th Edition Listed I7 PC w/ WINDOWS 7, 22" LCD and GL KEY (1 panel) | 80556.16 | 107408 | L3 | 58 | LB | US
NCCW7I71G-22L | S54465-C51-A1 | UL 864 9th Edition Listed I7 PC w/ WINDOWS 7, 22" LCD and 1G KEY (16 panels) | 114539.54 | 152719 | L3 | 58 | LB | US
NCCW7I72G-22L | S54465-C52-A1 | UL 864 9th Edition Listed I7 PC w/ WINDOWS 7, 22" LCD and 2G KEY (32 panels) | 165347.86 | 220464 | L3 | 58 | LB | US
NCCW7I73G-22L | S54465-C53-A1 | UL 864 9th Edition Listed I7 PC w/ WINDOWS 7, 22" LCD and 3G KEY (48 panels) | 204694.7 | 272926 | L3 | 58 | LB | US
NCCW7I74G-22L | S54465-C54-A1 | UL 864 9th Edition Listed I7 PC w/ WINDOWS 7, 22" LCD and 4G KEY (64 panels) | 244049.35 | 325399 | L3 | 58 | LB | US
NCCW7I7GL-22TL | S54465-C50-A2 | UL 864 9th Edition Listed I7 PC w/ WINDOWS 7, 22" Touch-Screen LCD and GL KEY (1 panel) | 91236.21 | 121648 | L3 | 60 | LB | US
NCCW7I71G-22TL | S54465-C51-A2 | UL 864 9th Edition Listed I7 PC w/ WINDOWS 7, 22" Touch-Screen LCD and 1G KEY (16 panels) | 125222.19 | 166963 | L3 | 60 | LB | US
NCCW7I72G-22TL | S54465-C52-A2 | UL 864 9th Edition Listed I7 PC w/ WINDOWS 7, 22" Touch-Screen LCD and 2G KEY (32 panels) | 177090.72 | 236121 | L3 | 60 | LB | US
NCCW7I73G-22TL | S54465-C53-A2 | UL 864 9th Edition Listed I7 PC w/ WINDOWS 7, 22" Touch-Screen LCD and 3G KEY (48 panels) | 216445.35 | 288594 | L3 | 60 | LB | US
NCCW7I74G-22TL | S54465-C54-A2 | UL 864 9th Edition Listed I7 PC w/ WINDOWS 7, 22" Touch-Screen LCD and 4G KEY (64 panels) | 255794.79 | 341060 | L3 | 60 | LB | US
NCC WAN WINDOWS 7 PACKAGES (COMPUTER, MONITOR, (2) NCC-2F CARDS, SOFTWARE, LICENSE KEY
NCCW7I7WAN1G-22L | S54465-C55-A1 | UL 864 9th Edition Listed I7 PC w/ WINDOWS 7, 22" LCD, WAN and 1G KEY (16 panels) | 116693.77 | 155592 | L3 | 58 | LB | US
NCCW7I7WAN2G-22L | S54465-C56-A1 | UL 864 9th Edition Listed I7 PC w/ WINDOWS 7, 22" LCD, WAN and 2G KEY (32 panels) | 167502.1 | 223336 | L3 | 58 | LB | US
NCCW7I7WAN3G-22 | S54465-C57-A1 | UL 864 9th Edition Listed I7 PC w/ WINDOWS 7, 22" LCD, WAN and 3G KEY (48 panels) | 206848.95 | 275799 | L3 | 58 | LB | US
NCCW7I7WAN4G-22L | S54465-C58-A1 | UL 864 9th Edition Listed I7 PC w/ WINDOWS 7, 22" LCD, WAN and 4G KEY (64 panels) | 246206.21 | 328275 | L3 | 58 | LB | US
NCCW7I7WAN5G-22L | S54465-C59-A1 | UL 864 9th Edition Listed I7 PC w/ WINDOWS 7, 22" LCD, WAN and 5G KEY (128 panels) | 285555.63 | 380741 | L3 | 58 | LB | US
NCCW7I7WAN6G-22L | S54465-C60-A1 | UL 864 9th Edition Listed I7 PC w/ WINDOWS 7, 22" LCD, WAN and 6G KEY (256 panels) | 324910.3 | 433214 | L3 | 58 | LB | US
NCCW7I7WAN1G-22TL | S54465-C55-A2 | UL 864 9th Edition Listed I7 PC w/ WINDOWS 7, 22" Touch-Screen LCD, WAN and 1G KEY (16 panels) | 127379.02 | 169839 | L3 | 60 | LB | US
NCCW7I7WAN2G-22TL | S54465-C56-A2 | UL 864 9th Edition Listed I7 PC w/ WINDOWS 7, 22" Touch-Screen LCD, WAN and 2G KEY (32 panels) | 179247.56 | 238997 | L3 | 60 | LB | US
NCCW7I7WAN3G-22TL | S54465-C57-A2 | UL 864 9th Edition Listed I7 PC w/ WINDOWS 7, 22" Touch-Screen LCD, WAN and 3G KEY (48 panels) | 218599.6 | 291466 | L3 | 60 | LB | US
NCCW7I7WAN4G-22TL | S54465-C58-A2 | UL 864 9th Edition Listed I7 PC w/ WINDOWS 7, 22" Touch-Screen LCD, WAN and 4G KEY (64 panels) | 257951.64 | 343936 | L3 | 60 | LB | US
NCCW7I7WAN5G-22TL | S54465-C59-A2 | UL 864 9th Edition Listed I7 PC w/ WINDOWS 7, 22" Touch-Screen LCD, WAN and 5G KEY (128 panels) | 297303.68 | 396405 | L3 | 60 | LB | US
NCCW7I7WAN6G-22TL | S54465-C60-A2 | UL 864 9th Edition Listed I7 PC w/ WINDOWS 7, 22" Touch-Screen LCD, WAN and 6G KEY (256 panels) | 336655.72 | 448874 | L3 | 60 | LB | US
NCC SOFTWARE PACKAGE
NCC-GL | 500-699032 | NCC GRAPHICS PACKAGE - 1 NODE (Software only) | 64080.25 | 85440 | L3 | 2.431 | LB | CN
NCC-1G | 500-699028 | NCC GRAPHICS PACKAGE 2-16 NODES (Software only) | 93775.97 | 125035 | L3 | 2.506 | LB | CN
NCC-2G | 500-699029 | NCC GRAPHICS PACKAGE 17- 32 NODES (Software only) | 125037.22 | 166716 | L3 | 1.6 | LB | CN
NCC-3G | 500-699030 | NCC GRAPHICS PACKAGE 33 - 48 NODES (Software only) | 156293.28 | 208391 | L3 | 1.8 | LB | CN
NCC-4G | 500-699031 | NCC GRAPHICS PACKAGE 49 - 64 NODES (Software only) | 187554.54 | 250073 | L3 | 1.8 | LB | CN
NCCMP8-UK | S54465-C67-A1 | NCC Software Upgrade CD for Windows 7 & Windows XP PCs | 1956.27 | 2608 | L3 | 3 | LB | US
NCC PC WITHOUT LICENSE (COMPUTER, SOFTWARE, W/O LICENSE KEY)
NCC-W7I7-00R-M | S54465-C71-A1 | UL 864 I7 PC HARDWARE W/ WIN7 W/NCC SW W/NCC2F W/O MONITOR | 50480.13 | 67307 | L3 | 50 | LB | US
NCC-W7I7WAN-00R-M | S54465-C72-A1 | UL 864 I7 PC HARDWARE W/ WIN7 W/NCC SW W/2 NCC2F (for WAN) W/O MONITOR | 52631.76 | 70176 | L3 | 50 | LB | US
MONITORS ONLY
UHW-0000-22T-L | S54465-C8-A1 | UL 864 9th Edition 22" Touch-Screen LCD | 5517.77 | 7357 | L3 | 25 | LB | TW
UHW-0000-22L-L | S54465-C8-A2 | UL 864 9th Edition 22" LCD | 3539.74 | 4720 | L3 | 20 | LB | TW
UHW-0000-42T-L | S54465-C9-A1 | UL 864 9th Edition 42" Touch-Screen LCD | 25537.29 | 34050 | L3 | 60 | LB | US
UHW-0000-42L-L | S54465-C9-A2 | UL 864 9th Edition 42" LCD | 18342.25 | 24456 | L3 | 60 | LB | US
NCC LICENSE KEYS
NCC-GL-KEY | 500-649937 | LICENSE KEY FOR 1 PANEL | 73340.62 | 97787 | L3 | 0.092 | LB | CN
NCC-G1-KEY | 500-649938 | LICENSE KEY FOR UP TO 16 PANELS (Nodes) | 107321.38 | 143095 | L3 | 0.047 | LB | CN
NCC-G2-KEY | 500-649939 | LICENSE KEY FOR UP TO 32 PANELS (Nodes) | 143099.52 | 190799 | L3 | 0.053 | LB | CN
NCC-G3-KEY | 500-649940 | LICENSE KEY FOR UP TO 48 PANELS (Nodes) | 178869.85 | 238493 | L3 | 0.092 | LB | CN
NCC-G4-KEY | 500-649941 | LICENSE KEY FOR UP TO 64 PANELS (Nodes) | 214645.38 | 286194 | L3 | 0.092 | LB | CN
NCC-G5-KEY | 500-649943 | LICENSE KEY FOR UP TO 128 PANELS (Nodes) | 250420.9 | 333895 | L3 | 0.092 | LB | CN
NCC-G6-KEY | 500-650252 | LICENSE KEY FOR UP TO 256 PANELS (Nodes) | 290249.65 | 387000 | L3 | 0.092 | LB | US
NCC-G7-KEY | S54465-C68-A1 | LICENSE KEY FOR UP TO 512 PANELS (Nodes) | 326025.18 | 434700 | L3 | 1 | LB | US
NCC-G16-KEY | 500-649942 | LICENSE KEY for 16 PANEL (Nodes) EXPANSION | 35778.13 | 47704 | L3 | 0.092 | LB | CN
NCC ACCESSORIES
PAL-2 | S54463-B1-A1 | NON UL LISTED PARALLEL PRINTER | 2227.68 | 2970 | L3 | 21.2 | LB | JP
COMMAND CENTER GRAPHIC PACKAGE ACCESSORIES
NIM-1W | 500-699103 | LOCAL & WIDE AREA NETWORK INTERFACE MODULE | 1720.68 | 2294 | L3 | 1.575 | LB | US
HUB-4 | 500-048820 | HUB-4 SUB-ASSEMBLY | 4142.81 | 5524 | L3 | 0.341 | LB | US
NCCWAN COMMAND CENTER MODULES AND CABINETS
CAB1-X | 500-634369 | CAB1-X ENCL/OUTER DR/MTG PLT | 1193.84 | 1592 | L3 | 44.013 | LB | US
OD-GP | 500-633018 | CAB OUTER DOOR GRILL PLATE | 140.98 | 188 | L3 | 5.803 | LB | US
CAB-BATT | 500-633917 | ENCLOSURE FOR 100AH BATTERIES FIELD MOUNTED | 519.6 | 693 | L3 | 29.163 | LB | US
BTX-3 | 599-034220 | BATTERY SET 12V 100AH MOUNTS IN CAB-BATT | 2465.89 | 3288 | L3 | 72.25 | LB | CN
CC-5 | 500-633037 | CARDCAGE (5 SLOTS) FOR ALL CARDS BACKBOX - 2 POSITIONS | 794.73 | 1060 | L3 | 4.181 | LB | MY
CC-2 | 500-633440 | CARDCAGE (2 SLOTS)- ALL CARDS CAB-MP - 1 POSITION | 436.6 | 582 | L3 | 2.913 | LB | MY
PSC-12 | 500-033340 | 12A@24VDC POWER SUPPLY & 100AH | 2928.89 | 3905 | L3 | 10.05 | LB | MY
PSX-12 | 500-034120 | 12A POWER SUPPLY EXTENDER | 2427.47 | 3237 | L3 | 8.425 | LB | MY
PAL-2 | S54463-B1-A1 | NON UL LISTED PARALLEL PRINTER | 2227.68 | 2970 | L3 | 21.2 | LB | JP
NIC-C | 500-033240 | NETWORK INTERFACE CARD - H-NET, | 870.93 | 1161 | L3 | 1.105 | LB | US
HUB-4 | 500-048820 | HUB-4 SUB-ASSEMBLY | 4142.81 | 5524 | L3 | 0.341 | LB | US
HUB-RS-485 | 500-649930 | RS-485 INTERFACE FOR WAIO | 1152.21 | 1536 | L3 | 0.113 | LB | US
MODEM BLOCK | 500-699355 | MODEM BLOCK PACKAGED | 951.45 | 1269 | L3 | 0.159 | LB | US
WAIO | 500-234968 | WIDE AREA INPUT OUTPUT MODULE THAT INCLUDES 4 DRY CONTACT INPUTS AND 4 OPEN COLLECTOR OUTPUTS | 2944.84 | 3926 | L3 | 1.259 | LB | CN
/// PERIPHERALS, ADDRESSABLES, AND OTHERS ---------------------------------------------------------------------------------------------------------------------------
PERIPHERAL DEVICES ---------------------------------------------------------------------------------------------------------------------------------------------------------------
CONVENTIONAL DETECTORS
OH121 | S54372-F2-A1 | Conventional Optical/Heat combined | 110.33 | 147 | L3 | 0.333 | LB | CN
OP121 | S54372-F1-A1 | Conventional Optical | 93.94 | 125 | L3 | 0.337 | LB | CN
HI121 | S54372-F3-A1 | Conventional Heat only | 79.75 | 106 | L3 | 0.293 | LB | CN
TM121 | S54370-S12-A1 | Test Magnet | 50.25 | 67 | L3 | 0.15 | LB | CN
LK-11 | 500-695350 | LK-11 LOCKING KIT (50 PCS) FOR DB-11/DB-11E | 56.53 | 75 | L3 | 0.1 | LB | US
PHOTOELECTRIC AIR DUCT SMOKE DETECTOR
FDBZ492 | S54319-B22-A1 | DUCT HOUSING - 2 WIRE WITHOUT RELAY | 191.72 | 256 | L3 | 2.516 | LB | US
FDBZ492-R | S54319-B24-A1 | DUCT HOUSING - 2 WIRE WITH RELAY FOR CONVENTIONAL SYSTEMS | 203.53 | 271 | L3 | 2.506 | LB | US
FDBZ492-RTL | S54319-S27-A1 | REMOTE TEST LAMP AND KEYSWITCH FOR MANUAL TESTING OF FDBZ492-R, FDBZ492-HR, FDBZ492-RP | 120.52 | 161 | L3 | 0.378 | LB | US
OP121 | S54372-F1-A1 | Conventional Optical | 93.94 | 125 | L3 | 0.337 | LB | CN
ST-10 | 500-649710 | ST-10 1 FT SAMPLING TUBE | 18.37 | 24 | L3 | 0.237 | LB | US
ST-25 | 500-649711 | ST-25 2.5 FT SAMPLING TUBE | 36.92 | 49 | L3 | 0.7 | LB | US
ST-50 | 500-649712 | ST-50 5 FT SAMPLING TUBE | 42.97 | 57 | L3 | 1.381 | LB | US
ST-100 | 500-649713 | ST-100 10 FT SAMPLING | 51.21 | 68 | L3 | 3.487 | LB | US
AD-TGN | 500-649717 | AD-TGN T-TEST GAS NOZZLE | 11.37 | 15 | L3 | 0.2 | LB | GB
DA-304 | 500-048758 | DUCT HOUSING COVER FOR 11 SERIES | 228.84 | 305 | L3 | 0.341 | LB | US
SELF-CONTAINED PHOTOELECTRIC AIR DUCT DETECTOR
FDBZ492-PR | S54319-B25-A1 | DUCT HOUSING - 4 WIRE WITH RELAY AND BUILT-IN POWER SOURCE | 277.86 | 370 | L3 | 3.031 | LB | US
OP121 | S54372-F1-A1 | Conventional Optical | 93.94 | 125 | L3 | 0.337 | LB | CN
ST-10 | 500-649710 | ST-10 1 FT SAMPLING TUBE | 18.37 | 24 | L3 | 0.237 | LB | US
ST-25 | 500-649711 | ST-25 2.5 FT SAMPLING TUBE | 36.92 | 49 | L3 | 0.7 | LB | US
ST-50 | 500-649712 | ST-50 5 FT SAMPLING TUBE | 42.97 | 57 | L3 | 1.381 | LB | US
ST-100 | 500-649713 | ST-100 10 FT SAMPLING | 51.21 | 68 | L3 | 3.487 | LB | US
THERMAL DETECTORS
DT-135R | 500-019614 | RATE OF RISE/FIXED TEMP 135 DEG | 42.2 | 56 | L3 | 0.409 | LB | CN
DT-200R | 500-019615 | RATE OF RISE/FIXED TEMP 200 DEG | 42.2 | 56 | L3 | 0.422 | LB | CN
DT-135F | 500-019616 | FIXED TEMPERATURE 135 DEG. | 42.2 | 56 | L3 | 0.406 | LB | SN
DT-200F | 500-019617 | FIXED TEMPERATURE 200 DEG. | 42.2 | 56 | L3 | 0.406 | LB | CN
DT-135WP | 500-087260 | RATE COMP. FIXED 135 DEG. WTHPRF | 105.99 | 141 | L3 | 0.119 | LB | US
DT-200WP | 500-087261 | RATE COMP. FIXED 200 DEG. WTHPRF | 105.99 | 141 | L3 | 0.116 | LB | US
DT-140EP | 500-688976 | R.C.-F.T. TMP 140 DEG EXPLOSION PRF | 376.2 | 502 | L3 | 0.325 | LB | US
DT-160EP | 500-688977 | R.C.-F.T. TMP 160 DEG EXPLOSION PRF | 368.97 | 492 | L3 | 0.322 | LB | CN
DT-190EP | 500-688978 | R.C.-F.T. TMP 190 DEG EXPLOSION PRF | 368.97 | 492 | L3 | 0.325 | LB | US
DT-225EP | 500-688980 | 225 DEG EXP PROOF THERMAL | 369.64 | 493 | L3 | 0.291 | LB | US
DT-275EP | 500-688981 | 275 DEG EXP PROOF THERMAL | 385.7 | 514 | L3 | 0.325 | LB | US
DT-325EP | 500-688982 | 325 DEG EXP PROOF THERMAL | 385.7 | 514 | L3 | 0.313 | LB | US
DT-360EP | 500-688983 | 360 DEG EXP PROOF THERMAL | 383.44 | 511 | L3 | 0.328 | LB | CN
DT-450EP | 500-688984 | 450 DEG EXP PROOF THERMAL | 397.9 | 531 | L3 | 0.325 | LB | CN
DT-600EP | 500-688986 | 600 DEG EXP PROOF (SPECIAL ORDER) | 419.22 | 559 | L3 | 0.316 | LB | US
DT-725EP | 500-688987 | 750 DEG EXP PROOF (SPECIAL ORDER) ***NOTE: OTHER TEMP. REQ. SPECIAL ORDER | 420.74 | 561 | L3 | 0.325 | LB | CN
ADAPT PLATE | 500-618020 | ADAPTER PLATE DECORATOR RING | 147.63 | 197 | L3 | 0.144 | LB | US
OSID (OPEN-AREA SMOKE IMAGING DETECTOR) BY XTRALIS
OSI-10 | S54333-F19-A1 | IMAGER - 7° COVERAGE | 1312.49 | 1750 | L3 | 1 | LB | MY
OSI-90 | S54333-F22-A1 | IMAGER - 80° COVERAGE | 1360.09 | 1813 | L3 | 1 | LB | MY
OSE-SP-01 | S54333-F23-A1 | EMITTER - STANDARD POWER. Include the OSID emitter and Alkaline battery | 638.39 | 851 | L3 | 1 | LB | MY
OSE-SPW | S54333-F25-A1 | EMITTER - STANDARD POWER WIRED | 638.39 | 851 | L3 | 1 | LB | MY
OSE-HPW | S54333-F26-A1 | EMITTER - HIGH POWER WIRED | 1403.38 | 1871 | L3 | 1 | LB | MY
OSP-001 | S54333-F29-A1 | OSID CABLE AT 5' (1.5m) | 170.96 | 228 | L3 | 0.25 | LB | MY
OSP-002 | S54333-F30-A1 | LASER ALIGNMENT TOOL | 171.9 | 229 | L3 | 0.5 | LB | MY
VKT-301 | S54333-F31-A1 | OSID DEMO KIT - INCLUDES (2) OSP-SPW (1) OSI-90 (1) OSID-INST | 6281.1 | 8375 | L3 | 15 | LB | MY
OSID-INST | S54333-F27-A1 | OSID INSTALL KIT - INCLUDES (1) OSP-002 (1) TEST FILTER (1) OSP-001 (1) CLEANING CLOTH (1) INSTALLATION MANUAL | 1006.27 | 1342 | L3 | 1 | LB | MY
OSE-ACF | S54333-F65-A1 | Anti-condensation film for Emitter - 10 units | 288.9 | 385 | L3 | 2.1 | LB | MY
OSEH-ACF | S54333-F66-A1 | Anti-condensation film for OSID-EH housings - 10 units | 1103.66 | 1472 | L3 | 2.1 | LB | MY
OSE-RBA | S54333-F67-A1 | Emitter spare battery Alkaline | 135.25 | 180 | L3 | 0.28 | LB | MY
OSID-EHE | S54333-F69-A1 | Emitter Environmental Housing | 364.63 | 486 | L3 | 0.5 | LB | MY
OSID-EHI | S54333-F70-A1 | Imager Environmental Housing | 471.83 | 629 | L3 | 0.54 | LB | MY
OSID-WG | S54333-F71-A1 | Wire Guard | 109.68 | 146 | L3 | 0.47 | LB | MY
SPECTREX FLAME DETECTORS
20/20MI-11SF | S54430-F1-A1 | MINI IR3 FLM DET 10-40M CBL SS FM | 4401.07 | 5868 | L3 | 3 | LB | IL
20/20MI-12SF | S54430-F2-A1 | MINI IR3 FLM DET 10-40M PLG SS FM | 4401.07 | 5868 | L3 | 3 | LB | IL
20/20MI-31SF | S54430-F3-A1 | MINI IR3 FLM DET 2.5-10M CBL SS FM | 4401.07 | 5868 | L3 | 3 | LB | IL
20/20MI-32SF | S54430-F4-A1 | MINI IR3 FLM DET 2.5-10M PLG SS FM | 4463.87 | 5952 | L3 | 2.5 | LB | IL
20/20ML-11SF | S54430-F5-A1 | MINI UV/IR FLM DET CBL SS FM | 3577.79 | 4770 | L3 | 2.5 | LB | IL
20/20ML-12SF | S54430-F6-A1 | MINI UV/IR FLM DET PLG SS FM | 3577.79 | 4770 | L3 | 3 | LB | IL
40/40I-112SF | S54430-F11-A1 | IR3 FLM DET WO1 75C 3/4" SS FM | 7611.06 | 10148 | L3 | 6.4 | LB | US
40/40I-122SF | S54430-F19-A1 | IR3 FLM DET WO1 85C 3/4" SS FM | 8168.08 | 10891 | L3 | 6.4 | LB | US
40/40I-212SF | S54430-F27-A1 | IR3 FLM DET WO2 75C 3/4" SS FM | 7611.06 | 10148 | L3 | 6.4 | LB | US
40/40I-222SF | S54430-F35-A1 | IR3 FLM DET WO2 85C 3/4" SS FM | 7839.38 | 10453 | L3 | 6.4 | LB | US
40/40M-122SF | S54430-F51-A1 | HYD FLM DET WO1 85C 3/4" SS FM | 8668.15 | 11558 | L3 | 6.1 | LB | US
40/40M-212SF | S54430-F59-A1 | HYD FLM DET WO2 75C 3/4" SS FM | 8347.26 | 11130 | L3 | 6.1 | LB | US
40/40M-222SF | S54430-F67-A1 | HYD FLM DET WO2 85C 3/4" SS FM | 8923.1 | 11897 | L3 | 6.4 | LB | US
40/40R-112SF | S54430-F75-A1 | IR FLM DET WO1 75C 3/4" SS FM | 5360.19 | 7147 | L3 | 6.1 | LB | US
40/40R-122SF | S54430-F83-A1 | IR FLM DET WO1 85C 3/4" SS FM | 5866.57 | 7822 | L3 | 6.1 | LB | US
40/40R-212SF | S54430-F91-A1 | IR FLM DET WO2 75C 3/4" SS FM | 5360.19 | 7147 | L3 | 6.1 | LB | US
40/40R-222SF | S54430-F99-A1 | IR FLM DET WO2 85C 3/4" SS FM | 5866.57 | 7822 | L3 | 6.1 | LB | US
40/40L-112SF | S54430-F107-A1 | UV/IR FLM DET WO1 75C 3/4" SS FM | 5711.31 | 7615 | L3 | 6.4 | LB | US
40/40L-122SF | S54430-F115-A1 | UV/IR FLM DET WO1 85C 3/4" SS FM | 6233.43 | 8311 | L3 | 6.1 | LB | US
40/40L-212SF | S54430-F123-A1 | UV/IR FLM DET WO2 75C 3/4" SS FM | 5711.31 | 7615 | L3 | 6.1 | LB | US
40/40LB-112SF | S54430-F139-A1 | UV/IR FLM DET BIT WO1 75C 3/4" SS FM | 6358.66 | 8478 | L3 | 6.4 | LB | US
40/40LB-122SF | S54430-F147-A1 | UV/IR FLM DET BIT WO1 85C 3/4" SS FM | 6693.72 | 8925 | L3 | 6.1 | LB | US
40/40LB-212SF | S54430-F155-A1 | UV/IR FLM DET BIT WO2 75C 3/4" SS FM | 6358.66 | 8478 | L3 | 6.4 | LB | US
40/40LB-222SF | S54430-F163-A1 | UV/IR FLM DET BIT WO2 85C 3/4" SS FM | 6890.59 | 9187 | L3 | 6.4 | LB | US
40/40L4-112SF | S54430-F171-A1 | UV/IR FLM DET 4.5U WO1 75C 3/4" SS FM | 5709.14 | 7612 | L3 | 6.4 | LB | US
40/40L4-122SF | S54430-F179-A1 | UV/IR FLM DET 4.5U WO1 85C 3/4" SS FM | 6231.25 | 8308 | L3 | 6.4 | LB | US
40/40L4-212SF | S54430-F187-A1 | UV/IR FLM DET 4.5U WO2 75C 3/4" SS FM | 5546.02 | 7395 | L3 | 6.1 | LB | US
40/40L4-222SF | S54430-F195-A1 | UV/IR FLM DET 4.5U WO2 85C 3/4" SS FM | 6231.25 | 8308 | L3 | 6.1 | LB | US
40/40L4B-112SF | S54430-F203-A1 | UV/IR FLM 4.5U BIT WO1 75C 3/4" SS FM | 6246.7 | 8329 | L3 | 6.4 | LB | US
40/40L4B-122SF | S54430-F211-A1 | UV/IR FLM 4.5U BIT WO1 85C 3/4" SS FM | 6778.96 | 9039 | L3 | 6.4 | LB | US
40/40L4B-212SF | S54430-F219-A1 | UV/IR FLM 4.5U BIT WO2 75C 3/4" SS FM | 6246.7 | 8329 | L3 | 6.1 | LB | US
40/40L4B-222SF | S54430-F227-A1 | UV/IR FLM 4.5U BIT WO2 85C 3/4" SS FM | 6778.96 | 9039 | L3 | 6.4 | LB | US
40/40U-112SF | S54430-F235-A1 | UV FLM DET WO1 75C 3/4" SS FM | 4653.28 | 6204 | L3 | 6.4 | LB | US
40/40U-122SF | S54430-F243-A1 | UV FLM DET WO1 85C 3/4" SS FM | 5006.41 | 6675 | L3 | 6.1 | LB | US
40/40UB-112SF | S54430-F267-A1 | UV FLM DET BIT WO1 75C 3/4" SS FM | 5336.94 | 7116 | L3 | 6.1 | LB | US
40/40UB-212SF | S54430-F283-A1 | UV FLM DET BIT WO2 75C 3/4" SS FM | 5184.45 | 6913 | L3 | 6.1 | LB | US
40/40UB-222SF | S54430-F291-A1 | UV FLM DET BIT WO2 85C 3/4" SS FM | 5705.74 | 7608 | L3 | 6.1 | LB | US
20/20-787 | S54430-F296-A1 | AIR SHIELD - 20/20 MINI | 316.33 | 422 | L3 | 0.3 | LB | IL
787980 | S54430-F297-A1 | RAIN SHIELD | 353.09 | 471 | L3 | 0.3 | LB | US
794079-3 | S54430-F299-A1 | USB/RS485 CONV KIT - PC USB | 836.41 | 1115 | L3 | 1 | LB | US
FS-1200 | S54430-F300-A1 | LONG RANGE SIMULATOR- UV/IR | 10496.82 | 13996 | L3 | 23 | LB | US
FS-1100 | S54430-F301-A1 | LONG RANGE SIMULATOR - IR3 | 11510.42 | 15347 | L3 | 23 | LB | US
20/20-005 | S54430-F303-A1 | TILT MOUNT - 20/20 MINI | 242.98 | 324 | L3 | 3 | LB | CN
40/40-001 | S54430-F304-A1 | TILT MOUNT - 40/40 | 328.98 | 439 | L3 | 2.5 | LB | CN
FS-1300 | S54430-F305-A1 | LONG RANGE SIMULATOR - SINGLE IR | 10938.88 | 14585 | L3 | 23 | LB | US
FS-1400 | S54430-F306-A1 | LONG RANGE SIMULATOR - MULTI IR | 12592.06 | 16789 | L3 | 23 | LB | US
777161 | S54430-F307-A1 | AIR SHIELD - 40/40 | 1146.02 | 1528 | L3 | 0.3 | LB | IL
777163 | S54430-F308-A1 | WEATHER COVER (STAINLESS) | 339.72 | 453 | L3 | 0.3 | LB | CN
789260-2 | S54430-F310-A1 | POLE MOUNT (U-BOLT) - 2" | 414.99 | 553 | L3 | 4 | LB | CN
789260-1 | S54430-F311-A1 | POLE MOUNT (U-BOLT) - 3" | 414.99 | 553 | L3 | 4 | LB | CN
794079-5 | S54430-F312-A1 | USB/RS485 CONV KIT - PC USB - 40/40 | 719.63 | 960 | L3 | 1 | LB | US
20/20 MPI-R | S54430-F313-A1 | 20/20 MPI-R IR3 Flame Det Mini version | 2804.26 | 3739 | L3 | 0.66 | LB | IL
FIRE RAY BEAM SMOKE DETECTORS AND ACCESSORIES
F5000 | 500-050261 | REFLECTIVE BEAM SMOKE DETECTOR SYSTEM ALLOWS 2 BEAM DETECTOR HEADS PER CONTROLLER KIT INCLUDES CONTROLLER, DETECTOR AND PRISM | 1737.49 | 2317 | L3 | 3.24 | LB | GB
F5000-031 | S54331-Z1-A1 | ADDITIONAL DETECTOR HEAD AND PRISM | 1182.6 | 1577 | L3 | 2 | LB | GB
23901 | 500-050269 | REPLACEMENT PRISM FOR REFLECTIVE BEAM DETECTOR | 106.58 | 142 | L3 | 0.19 | LB | GB
1010-000 | 500-050270 | LONG RANGE PRISM KIT - INCLUDES (3) ADDITIONAL PRISMS | 312 | 416 | L3 | 0.19 | LB | GB
0209 | 500-050272 | REPLACEMENT OBSCURATION TEST FILTER FOR F2000 | 16.97 | 23 | L3 | 0.06 | LB | GB
5000-201 | 500-050273 | Fireray 5000 Adjustment Bracket Adjustment bracket for Fireray 5000 offering 360 Deg rotation plus 130 Deg adjustment. | 319.22 | 426 | L3 | 0.63 | LB | GB
1031-000 | 500-050274 | SURFACE MOUNT WALL BRACKET FOR PRISMS (Black) | 191.74 | 256 | L3 | 1.25 | LB | US
1050-000 | 500-050275 | 4 Reflector Adjustment Bracket. This is a combination of both the 5000-007 prism plate and the 5000-201 compound angle alignment braket in one box. Does not include the 1010-000 Long Range Prism kit which must be ordered separately. White in color. | 456.09 | 608 | L3 | 0.56 | LB | US
5000-008 | 500-050276 | SINGLE PRISM ALIGNMENT ADAPTOR PLATE REQUIRES 5000-005. | 166.11 | 221 | L3 | 0.31 | LB | US
5000-009 | 500-050277 | F5000 METAL CONTROLLER BACK BOX | 141.4 | 189 | L3 | 1.75 | LB | US
5000-010 | 500-050278 | SEMI-FLUSH METAL TRIM PLATE FOR 5000-009 | 61.53 | 82 | L3 | 0.5 | LB | US
5000-011 | 500-050279 | DETECTOR SURFACE MOUNT UNI-BOX | 136.58 | 182 | L3 | 1 | LB | US
5000-012 | 500-050280 | COVER PLATE FOR MOUNTING F5000 OR F5000-031 TO DOUBLE GANG ELECTRICAL BOX | 78.2 | 104 | L3 | 0.63 | LB | US
5000-014 | 500-050281 | CEILING PENDANT MOUNT BRACKET BRACKET FOR F5000, F5000-031 | 615.94 | 821 | L3 | 7.5 | LB | US
BASES FOR DETECTORS
DB-11 | 500-094151 | 6" DETECTOR BASE ASSY | 13.78 | 18 | L3 | 0.206 | LB | US
ADB-11 | 500-096117 | ADB-11 AUDIBLE BASE FOR OH121 AND OP121 | 126.27 | 168 | L3 | 0.431 | LB | CN
ADB-BOX | 500-698360 | Surface Mount Adapter Box for Audible Base | 37.6 | 50 | L3 | 0.878 | LB | US
DB-3S | 595-381804 | SERIES-3 BASE | 22.74 | 30 | L3 | 0.291 | LB | US
RA-ADB | 500-689948 | FLUSH TRIM RING FOR BASES | 11.63 | 16 | L3 | 0.081 | LB | US
DB-ADPT | 500-094187 | DB-ADPT DB-11 TO DB-3 BASE ADPT | 37.22 | 50 | L3 | 0.256 | LB | US
DB11-SEAL | 500-695622 | DB-11 SEAL FOR DB-11(24 PC) | 74.61 | 99 | L3 | 0.066 | LB | US
DB-11E | 500-094151E | 4" DETECTOR BASE ASSY | 17.22 | 23 | L3 | 0.156 | LB | US
DB-11-DP | 500-649097 | BASE PLUG (50PC) | 68.88 | 92 | L3 | 0.067 | LB | US
ACCESSORIES
LK-11 | 500-695350 | LK-11 LOCKING KIT (50 PCS) FOR DB-11/DB-11E | 56.53 | 75 | L3 | 0.1 | LB | US
RLW-11 | 500-694626 | REMOTE LAMP MODULE - WALL MOUNT | 35.7 | 48 | L3 | 0.147 | LB | MY
RLC-11 | 500-694625 | REMOTE LAMP MODULE - CEILING MOUNT | 35.7 | 48 | L3 | 0.178 | LB | MY
RL-30 | 500-390671 | REMOTE LAMP, RND PLATE FOR OCTG | 82.95 | 111 | L3 | 0.008 | LB | CN
RL-40 | 500-390672 | REMOTE LAMP, RCTGL PLATE FOR SWITCH | 82.76 | 110 | L3 | 0.131 | LB | CN
MANUAL STATIONS
MS-151 | 500-688458 | MANUAL STATIONS N.O. SPST | 92.59 | 123 | L3 | 0.444 | LB | CN
MS-51 | 500-620503 | MANUAL STATIONS N.O. SPST | 71.7 | 96 | L3 | 0.775 | LB | US
MS-501 | 500-620522 | MANUAL STN. DOUBLE ACTION SPST | 99.41 | 133 | L3 | 0.825 | LB | US
MS-FB | 500-694512 | SURFACE BOX FOR MS-F SERIES | 41.52 | 55 | L3 | 1.25 | LB | US
MS-FD | 500-694515 | DOUBLE ACTION ADAPTER FOR HMS-M | 50.51 | 67 | L3 | 0.45 | LB | US
MS-NY | 500-694516 | NYC PLATE FOR MS-F SERIES | 34.95 | 47 | L3 | 0.397 | LB | US
SB-15 | 310-087863 | SURFACE MNTG BOX MS-151,157,M | 51.2 | 68 | L3 | 1.087 | LB | US
SB-5R | 310-019860 | SRFC MNTG BX,MS-51,500,MSX-1 SE | 31.68 | 42 | L3 | 1.356 | LB | CN
MC-5K | 545-520627 | SB-5K MTG KIT SB-5R | 6.79 | 9 | L3 | 0.006 | LB | US
SB-5AP | 500-688901 | ADAPTER PLATE | 48.73 | 65 | L3 | 0.362 | LB | US
LTP | 500-620490 | PKG OF 2 RESET KEYS | 7.6 | 10 | L3 | 0.04 | LB | US
MSM-K | 500-698215 | MSM-K - METAL MANUAL STATION / CAT 45 KEYLOCK | 50.25 | 67 | L3 | 1.191 | LB | US
MSM-KD | 500-698216 | MSM-KD - METAL MANUAL STATION / CAT 45 KEYLOCK / DOUBLE ACTION | 64.45 | 86 | L3 | 1.466 | LB | US
MSM-K-WP | 500-698217 | MSM-K-WP - METAL MANUAL STATION / CAT 45 KEYLOCK / WEATHERPROOF | 202.09 | 269 | L3 | 2.384 | LB | US
MSM-KD-WP | 500-698218 | MSM-KD-WP - METAL MANUAL STATION / CAT 45 KEYLOCK / DOUBLE ACTION / WEATHERPROOF | 214.12 | 285 | L3 | 2.569 | LB | US
MSM-EXP | 500-698219 | MSM-EXP - METAL MANUAL STATION / EXPLOSION PROOF | 706.8 | 942 | L3 | 3.984 | LB | US
MSM-INST | 500-698220 | MSM-INST - METAL MANUAL STATION / INSTITUTIONAL VERSION | 66.63 | 89 | L3 | 1.191 | LB | US
MSM-BOX | 500-698221 | MSM-BOX SURFACE BACK BOX | 24.03 | 32 | L3 | 0.938 | LB | US
MSM-GR | 500-648759 | MSM REPLACEMENT GLASS ROD (ONE) | 3.28 | 4 | L3 | 0.119 | LB | US
MSM-K-15 | 500-698222 | MSM-K-15 - METAL MANUAL STATION / CAT 15 KEYLOCK | 50.25 | 67 | L3 | 1 | LB | US
MSM-KD-30 | 500-698223 | MSM-KD-30 - METAL MANUAL STATION / CAT 30 KEYLOCK / DOUBLE ACTION | 50.25 | 67 | L3 | 1 | LB | US
AW-1 | 500-822500BG | ABORT STATION | 215.34 | 287 | L3 | 0.378 | LB | CN
MH-501 | 500-622543 | AGENT RELEASE DUAL ACTION MANUAL PULL STATION | 124.54 | 166 | L3 | 0.834 | LB | US
XMS-51 | S54321-F15-A1 | XMS-51 Conv Single Action | 132 | 176 | L3 | 2 | LB | US
XMS-501 | S54321-F16-A1 | XMS-501 Conv DBL Act | 120 | 160 | L3 | 1 | LB | MX
ADDRESSABLE DEVICES ------------------------------------------------------------------------------------------------------------------------------------------------------------
Cerberus Detectors
OOHC941 | S54320-F8-A2 | Dual Optical / Heat / Carbon Monoxide Detector | 275.08 | 367 | L3 | 0.293 | LB | CH
OOH941 | S54320-F7-A2 | Dual Optical / Heat Detector | 170.5 | 227 | L3 | 0.335 | LB | CH
OH921 | S54320-F6-A2 | Optical & Thermal Detector | 121.62 | 162 | L3 | 0.507 | LB | CN
OP921 | S54320-F4-A2 | Optical Smoke Detector | 111.39 | 149 | L3 | 0.238 | LB | CN
HI921 | S54320-F5-A2 | Heat Detector | 107.99 | 144 | L3 | 0.205 | LB | CN
H SERIES
DB-11 | 500-094151 | 6" DETECTOR BASE ASSY | 13.78 | 18 | L3 | 0.206 | LB | US
DB-11E | 500-094151E | 4" DETECTOR BASE ASSY | 17.22 | 23 | L3 | 0.156 | LB | US
ADBH-11 | 500-033210 | Audible Base (used with H-series detectors only) | 287.27 | 383 | L3 | 0.45 | LB | CN
SBGA-34 | S54370-F13-A1 | Audible Detector Base With Temp 4 for CO | 279.22 | 372 | L3 | 0.453 | LB | CN
ABHW-4B | S54320-F13-A1 | Buzzer Version Audible Base (standard 3,000 Hz tone) | 114.7 | 153 | L3 | 0.675 | LB | CN
ABHW-4BZ | S54320-F13-A2 | ABHW-4BZ AUDIBLE BASE | 135.46 | 181 | L3 | 0.647 | LB | US
ABHW-4S | S54320-F14-A1 | Sleeping Room Version , 520 Hz Low Frequency Audible Base | 128.91 | 172 | L3 | 0.71 | LB | CN
ABHW-4SZ | S54320-F14-A2 | ABHW-4SZ AUDIBLE BASE | 151.85 | 202 | L3 | 0.725 | LB | US
ABHW-INSERT | S54320-F15-A1 | ABHW Base Mounting Screw Insert (Screw Cover) - bag of 50 | 17.22 | 23 | L3 | 0.033 | LB | CN
ADB-BOX | 500-698360 | Surface Mount Adapter Box for Audible Base | 37.6 | 50 | L3 | 0.878 | LB | US
DB-HR | 500-033220 | RELAY BASE (for use with H-Series detectors only) | 98.72 | 132 | L3 | 0.294 | LB | CN
DB2-HR | S54370-F12-A1 | Relay base (for use with H-Series and CerberusPro detectors) | 83.78 | 112 | L3 | 0.324 | LB | CN
RL-HC | 500-033230 | REMOTE LAMP-CEILING | 33.3 | 44 | L3 | 0.172 | LB | MY
RL-HW | 500-033310 | REMOTE LAMP-WALL | 33.3 | 44 | L3 | 0.172 | LB | MY
ILED-HC | 500-048809 | INTEL LAMP-CEILING | 92.99 | 124 | L3 | 0.197 | LB | CN
ILED-HW | 500-048637 | INTEL LAMP WALL | 92.99 | 124 | L3 | 0.156 | LB | CN
DGH-11 | 500-096397 | DETECTOR GUARD FOR HFP-11, HFPO-11, FP-11 | 134.31 | 179 | L3 | 2.175 | LB | US
DB11-SEAL | 500-695622 | DB-11 SEAL FOR DB-11(24 PC) | 74.61 | 99 | L3 | 0.066 | LB | US
DB-11-DP | 500-649097 | BASE PLUG (50PC) | 68.88 | 92 | L3 | 0.067 | LB | US
LK-11 | 500-695350 | LK-11 LOCKING KIT (50 PCS) FOR DB-11/DB-11E | 56.53 | 75 | L3 | 0.1 | LB | US
HMS-S | 500-033200 | MANUAL STATION - SINGLE ACTION | 285.65 | 381 | L3 | 0.831 | LB | CN
HMS-SZ | S54321-F6-A1 | MANUAL STATION - SINGLE ACTION - Country of Origin (non China) | 503.61 | 671 | L3 | 1 | LB | US
HMS-SE | S54321-A5-A1 | SINGLE ACTION MANUAL STATION (SPANISH TEXT) | 285.65 | 381 | L3 | 0.816 | LB | CN
HMS-DE | S54321-A3-A1 | DOUBLE ACTION MANUAL STATION (SPANISH TEXT) | 268.23 | 358 | L3 | 0.884 | LB | CN
HMS-SP | S54321-A6-A1 | SINGLE ACTION MANUAL STATION PORTUGESE TEXT) | 285.65 | 381 | L3 | 0.819 | LB | CN
HMS-DP | S54321-A4-A1 | DOUBLE ACTION MANUAL STATION PORTUGESE TEXT) | 268.23 | 358 | L3 | 0.878 | LB | CN
HMS-D | 500-033400 | MANUAL STATION -DUAL ACTION | 268.23 | 358 | L3 | 0.881 | LB | CN
HMS-DZ | S54321-F5-A1 | MANUAL STATION -DUAL ACTION - Country of Origin (non China) | 298.06 | 397 | L3 | 1 | LB | US
HMS-M | 500-033450 | METAL MANUAL STATION - SINGLE ACTION | 256.04 | 341 | L3 | 1.253 | LB | CN
HMS-2S | 500-033460 | 2-STAGE MANUAL STATION | 283.89 | 379 | L3 | 0.944 | LB | CN
MS-FD | 500-694515 | DOUBLE ACTION ADAPTER FOR HMS-M | 50.51 | 67 | L3 | 0.45 | LB | US
HMS-SA | 500-034150 | MANUAL STATION SINGLE ACTION W/ AUXILIARY CONTACT | 350.04 | 467 | L3 | 0.853 | LB | CN
HTRI-S | 500-033370 | Single Input Monitor Module | 241.2 | 322 | L3 | 0.328 | LB | IN
HTRI-SZ | S54322-F13-A1 | Single Input Monitor Module - Country of Origin (non China) | 314.46 | 419 | L3 | 0.5 | LB | US
HTRI-D | 500-033360 | Dual Input Monitor Module | 313.77 | 418 | L3 | 0.35 | LB | IN
HTRI-DZ | S54322-F10-A1 | Dual Input Monitor Module - Country of Origin (non China) | 357.45 | 477 | L3 | 0.5 | LB | US
HTRI-R | 500-033300 | Single Input Monitor Module with Relay | 313.77 | 418 | L3 | 0.391 | LB | IN
HTRI-RZ | S54322-F12-A1 | Single Input Monitor Module with Relay - Country of Origin (non China) | 337.08 | 449 | L3 | 0.4 | LB | US
HTRI-M | 500-034000 | Mini Single Input Module | 211.32 | 282 | L3 | 0.109 | LB | CN
HTRI-MZ | S54322-F11-A1 | Mini Single Input Module - Country of Origin (non China) | 439.61 | 586 | L3 | 0.064 | LB | US
USCG-HPLATE | S54319-F22-A1 | Metal cover plate for HTRI Series modules | 170.73 | 228 | L3 | 0.547 | LB | US
HLIM | 500-033170 | LINE ISOLATOR | 152.06 | 203 | L3 | 0.313 | LB | IN
HLIM-Z | S54319-F30-A1 | LINE ISOLATOR - Country of Origin (non China) | 168.97 | 225 | L3 | 0.5 | LB | US
HZM | 500-034850 | CONVENTIONAL ZONE MODULE | 197.84 | 264 | L3 | 1.016 | LB | CN
HZM-Z | S54322-F14-A1 | CONVENTIONAL ZONE MODULE - Country of Origin (non China) | 261.06 | 348 | L3 | 1.5 | LB | US
HCP | 500-034860 | Intelligent Control Point | 262.64 | 350 | L3 | 0.506 | LB | CN
HCP-Z | S54322-F9-A1 | Intelligent Control Point - Country of Origin (non China) | 360.36 | 480 | L3 | 0.5 | LB | US
DPU | 500-033260 | DEVICE PROGRAMMER/LOOP TESTER | 1371.21 | 1828 | L3 | 4.566 | LB | US
DPU-RPT | 500-034020 | LABEL PRINTER AND CARRYING CASE | 2592.49 | 3457 | L3 | 13.688 | LB | US
DPU-C1 | 500-033990 | DPU CARRYING CASE | 196.7 | 262 | L3 | 3.294 | LB | US
DPU-PRT | 500-650027 | DPU PRT CABLE | 67.08 | 89 | L3 | 0.147 | LB | US
DPU-PROG | 500-650028 | DPU-PROG CBL PROGRAMMING CABLE | 176.23 | 235 | L3 | 0.134 | LB | US
X-SERIES I/O's WITH ISOLATION
XTRI-R | S54370-B1-A1 | Single Input Monitor Module with Relay with Built-In Isolator | 168.75 | 225 | L3 | 0.26 | LB | CN
XTRI-D | S54370-B2-A1 | Dual Input Monitor Module, with Built-In Isolator | 168.75 | 225 | L3 | 0.229 | LB | CN
XTRI-S | S54370-B3-A1 | Single Input Monitor Module with Built-In Isolator | 129.71 | 173 | L3 | 0.209 | LB | CN
XTRI-M | S54370-B4-A1 | XTRI-M Mini Input Monitor Module with Built-In Isolator | 113.64 | 152 | L3 | 0.15 | LB | CN
USCG-XPLATE | S54400-F1-A1 | Metal Cover Plate for X-Series Modules | 110.31 | 147 | L3 | 1 | LB | US
X-SERIES ILED's WITH ISOLATION
ILED-XW | S54370-B5-A1 | Intelligent Lamp, Wall Mount with Built-In Isolator | 92.99 | 124 | L3 | 0.311 | LB | CN
ILED-XC | S54370-B6-A1 | Intelligent Lamp, Ceiling Mount with Built-In Isolator | 92.99 | 124 | L3 | 0.34 | LB | CN
X-SERIES MANUAL STATIONS WITH ISOLATION
XMS-DP | S54321-F10-A1 | XMS-DP Address,DBL act,Iso Portuguese | 186 | 248 | L3 | 1 | LB | MX
XMS-SE | S54321-F11-A1 | XMS-SE Address, single act, Iso Spanish | 174 | 232 | L3 | 1 | LB | MX
XMS-DE | S54321-F12-A1 | XMS-DE Address, DBL act, Iso Spanish | 186 | 248 | L3 | 1 | LB | MX
XMS-M | S54321-F19-A1 | XMS-M Adres Single Act Iso,metal Cover | 204 | 272 | L3 | 1 | LB | MX
SMBOX-XMP | S54321-F20-A1 | SMBOX-XMP Surface Mt Box,X-series MPS | 70.42 | 94 | L3 | 2 | LB | US
APLT-XMP | S54321-F21-A1 | APLT-XMP Adpt Plate for legacy Mt Boxes | 42.15 | 56 | L3 | 2 | LB | US
4DGBOX-XMP | S54321-F22-A1 | 4DGBOX-XMP Adpt Plt 4"Box ,Dbl Gng Box | 42.6 | 57 | L3 | 2 | LB | US
XMS-S | S54321-F7-A1 | XMS-S Address, single act MPS Isolation | 174 | 232 | L3 | 1 | LB | MX
XMS-D | S54321-F8-A1 | XMS-D Address, double act MPS Isolation | 186 | 248 | L3 | 1 | LB | MX
XMS-SP | S54321-F9-A1 | XMS-SP Adress,sngle act,Iso Portuguese | 174 | 232 | L3 | 1 | LB | MX
AIR DUCT HOUSINGS AND DETECTORS
FDBZ492 | S54319-B22-A1 | DUCT HOUSING - 2 WIRE WITHOUT RELAY | 191.72 | 256 | L3 | 2.516 | LB | US
FDBZ492-HR | S54319-B23-A1 | DUCT HOUSING - 2 WIRE WITH RELAY FOR ADDRESSABLE SYSTEMS | 212.41 | 283 | L3 | 2.522 | LB | US
FDBZ-WT | S54319-B26-A1 | Water Tight Housing (NEMA 4X) | 1353.02 | 1804 | L3 | 13 | LB | US
FDBZ492-RTL | S54319-S27-A1 | REMOTE TEST LAMP AND KEYSWITCH FOR MANUAL TESTING OF FDBZ492-R, FDBZ492-HR, FDBZ492-RP | 120.52 | 161 | L3 | 0.378 | LB | US
WP-2000 | 500-649714 | WP ENCLOSURE- DUCT HOUSING (NEMA 3R) | 265.24 | 354 | L3 | 11.438 | LB | US
AD-TGN | 500-649717 | AD-TGN T-TEST GAS NOZZLE | 11.37 | 15 | L3 | 0.2 | LB | GB
OOHC941 | S54320-F8-A2 | Dual Optical / Heat / Carbon Monoxide Detector | 275.08 | 367 | L3 | 0.293 | LB | CH
OOH941 | S54320-F7-A2 | Dual Optical / Heat Detector | 170.5 | 227 | L3 | 0.335 | LB | CH
OP921 | S54320-F4-A2 | Optical Smoke Detector | 111.39 | 149 | L3 | 0.238 | LB | CN
ST-10 | 500-649710 | ST-10 1 FT SAMPLING TUBE | 18.37 | 24 | L3 | 0.237 | LB | US
ST-25 | 500-649711 | ST-25 2.5 FT SAMPLING TUBE | 36.92 | 49 | L3 | 0.7 | LB | US
ST-50 | 500-649712 | ST-50 5 FT SAMPLING TUBE | 42.97 | 57 | L3 | 1.381 | LB | US
ST-100 | 500-649713 | ST-100 10 FT SAMPLING | 51.21 | 68 | L3 | 3.487 | LB | US
INTELLIGENT INITIATING DEVICES FOR MXL, MXL-IQ AND MXLV
MSI-10B | 500-893080 | INTELL MAN STATN, SINGLE ACTION | 987.19 | 1316 | L3 | 0.831 | LB | CN
MSI-20B | 500-893081 | INTELL MAN STATN, DOUBLE ACTION | 1118.82 | 1492 | L3 | 0.881 | LB | CN
MSI-B6F | 500-895301 | METAL INTELLIGENT MANUAL STATION | 1257.75 | 1677 | L3 | 1.247 | LB | CN
TRI-S | 500-896225 | SINGLE INPUT MODULE | 1005.47 | 1341 | L3 | 0.331 | LB | IN
TRI-D | 500-896226 | DUAL INPUT MODULE | 1137.1 | 1516 | L3 | 0.35 | LB | IN
TRI-R | 500-896224 | SINGLE INPUT WITH RELAY | 1137.1 | 1516 | L3 | 0.4 | LB | IN
ALI-8 | 599-693296 | ENCLOSURE 8 TRI'S | 2694.65 | 3593 | L3 | 21.4 | LB | US
ALI-8B | 500-698326 | REPLACEMENT PLATE FOR ALI-8/TRI | 1210.22 | 1614 | L3 | 5.669 | LB | US
MPI-2 | 500-896446 | MPI-2 MOUNTING PLATE | 312.68 | 417 | L3 | 1.044 | LB | US
TRI-B6M | 500-894546 | INTERFACE MOD. PKG | 782.44 | 1043 | L3 | 0.106 | LB | CN
ISI-1 | 500-694270 | INTRIN. SAFE ISOLATION BARRIER | 5480.68 | 7308 | L3 | 0.5 | LB | GB
ICP-B6 | 500-895303 | INTEL OUTPUT CONTROL PT(B6 CHIP) | 1389.38 | 1853 | L3 | 0.556 | LB | IN
LIM-1 | 500-892361 | SHORT CIRCUIT LINE ISOLATOR(ALD) (USED WITH CZM-1 & DI-3IS) | 572.83 | 764 | L3 | 0.309 | LB | IN
PROGRAMMER/TESTER
DPU | 500-033260 | DEVICE PROGRAMMER/LOOP TESTER | 1371.21 | 1828 | L3 | 4.566 | LB | US
DPU-RPT | 500-034020 | LABEL PRINTER AND CARRYING CASE | 2592.49 | 3457 | L3 | 13.688 | LB | US
DPU-C1 | 500-033990 | DPU CARRYING CASE | 196.7 | 262 | L3 | 3.294 | LB | US
DETECTOR UNIVERSAL BASES
DB-11 | 500-094151 | 6" DETECTOR BASE ASSY | 13.78 | 18 | L3 | 0.206 | LB | US
DB-X11RS | 500-096125 | SERIES-11 MOUNTING BASE WITH RELAY FOR MXL | 110.86 | 148 | L3 | 0.287 | LB | CN
DB-ADPT | 500-094187 | DB-ADPT DB-11 TO DB-3 BASE ADPT | 37.22 | 50 | L3 | 0.256 | LB | US
LK-11 | 500-695350 | LK-11 LOCKING KIT (50 PCS) FOR DB-11/DB-11E | 56.53 | 75 | L3 | 0.1 | LB | US
DB-3S | 595-381804 | SERIES-3 BASE | 22.74 | 30 | L3 | 0.291 | LB | US
DB-X3RS | 500-083248 | SERIES-3 MOUNTING BASE WITH RELAY | 125.07 | 167 | L3 | 0.409 | LB | CN
ADBX-11 | 500-096181 | AUDIBLE BASE FOR FP-11 | 350.57 | 467 | L3 | 0.475 | LB | CN
ADB-BOX | 500-698360 | Surface Mount Adapter Box for Audible Base | 37.6 | 50 | L3 | 0.878 | LB | US
RA-ADB | 500-689948 | FLUSH TRIM RING FOR BASES | 11.63 | 16 | L3 | 0.081 | LB | US
DB11-SEAL | 500-695622 | DB-11 SEAL FOR DB-11(24 PC) | 74.61 | 99 | L3 | 0.066 | LB | US
DGH-11 | 500-096397 | DETECTOR GUARD FOR HFP-11, HFPO-11, FP-11 | 134.31 | 179 | L3 | 2.175 | LB | US
DB-11E | 500-094151E | 4" DETECTOR BASE ASSY | 17.22 | 23 | L3 | 0.156 | LB | US
ADBI-60A | 500-099357 | AUDIBLE BASE FOR SERIES 3 | 173.38 | 231 | L3 | 0.584 | LB | CN
DB-11-DP | 500-649097 | BASE PLUG (50PC) | 68.88 | 92 | L3 | 0.067 | LB | US
AIR DUCT SMOKE DETECTORS
EAD-3 | 500-686214 | WEATHERPROOF ENCLOSURE | 974.97 | 1300 | L3 | 19.725 | LB | US
RSM-1 | 500-696163 | RSM-1 KEY SW MODULE (MAINTAIN) | 104.6 | 139 | L3 | 0.362 | LB | US
RSM-2 | 500-696164 | RSM-2 KEY SW MODULE (MOM) | 104.6 | 139 | L3 | 0.369 | LB | US
RSM-3 | 500-696165 | RSM-3 ROCKER SW MODULE (MAIN) | 84.14 | 112 | L3 | 0.253 | LB | US
RSM-4 | 500-696166 | RSM-4 ROCKER SW MODULE (MOM) | 84.14 | 112 | L3 | 0.25 | LB | US
RSW-1 | 500-685607 | RESET SWITCH | 573.03 | 764 | L3 | 0.431 | LB | US
TSM-1 | 500-696353 | DUCT DETECTOR TEST SWITCH REQ TR | 159.17 | 212 | L3 | 0.378 | LB | US
TSM-1X | S54370-B7-A1 | TSM-1X Intel Remote Test Switch, LED with Built-In Isolator | 160.7 | 214 | L3 | 0.41 | LB | CN
ADBI-60A | 500-099357 | AUDIBLE BASE FOR SERIES 3 | 173.38 | 231 | L3 | 0.584 | LB | CN
AIR DUCT DETECTORS FOR FP-11
FDBZ492 | S54319-B22-A1 | DUCT HOUSING - 2 WIRE WITHOUT RELAY | 191.72 | 256 | L3 | 2.516 | LB | US
FDBZ492-HR | S54319-B23-A1 | DUCT HOUSING - 2 WIRE WITH RELAY FOR ADDRESSABLE SYSTEMS | 212.41 | 283 | L3 | 2.522 | LB | US
FDBZ-WT | S54319-B26-A1 | Water Tight Housing (NEMA 4X) | 1353.02 | 1804 | L3 | 13 | LB | US
FDBZ492-RTL | S54319-S27-A1 | REMOTE TEST LAMP AND KEYSWITCH FOR MANUAL TESTING OF FDBZ492-R, FDBZ492-HR, FDBZ492-RP | 120.52 | 161 | L3 | 0.378 | LB | US
WP-2000 | 500-649714 | WP ENCLOSURE- DUCT HOUSING (NEMA 3R) | 265.24 | 354 | L3 | 11.438 | LB | US
AD-TGN | 500-649717 | AD-TGN T-TEST GAS NOZZLE | 11.37 | 15 | L3 | 0.2 | LB | GB
ST-10 | 500-649710 | ST-10 1 FT SAMPLING TUBE | 18.37 | 24 | L3 | 0.237 | LB | US
ST-25 | 500-649711 | ST-25 2.5 FT SAMPLING TUBE | 36.92 | 49 | L3 | 0.7 | LB | US
ST-50 | 500-649712 | ST-50 5 FT SAMPLING TUBE | 42.97 | 57 | L3 | 1.381 | LB | US
ST-100 | 500-649713 | ST-100 10 FT SAMPLING | 51.21 | 68 | L3 | 3.487 | LB | US
OLD AIR DUCT DETECTORS ( FOR ILI AND ILP ONLY)
EAD-3 | 500-686214 | WEATHERPROOF ENCLOSURE | 974.97 | 1300 | L3 | 19.725 | LB | US
DA-304 | 500-048758 | DUCT HOUSING COVER FOR 11 SERIES | 228.84 | 305 | L3 | 0.341 | LB | US
UNIVERSAL REMOTE LAMPS
RLI-1 | 500-390673 | ONE LED LAMP, ROUND PLATE | 62.33 | 83 | L3 | 0.147 | LB | CN
RLI-2 | 500-390674 | ONE LED LAMP, RECTANGULAR LAMP | 62.33 | 83 | L3 | 0.106 | LB | CN
NOTIFICATION DEVICES ------------------------------------------------------------------------------------------------------------------------------------------------------------
SYNC CONTROL DEVICES
DSC | 500-696872 | DUAL SYNC CONTROL MODULE RED | 153.19 | 204 | L3 | 0.641 | LB | US
DSC-W | 500-696873 | DUAL SYNC CONTROL MODULE WHT | 153.19 | 204 | L3 | 0.641 | LB | US
STAND ALONE STROBES Z-MOUNTING
ZR-MC-R | 500-636169 | Z STROBE MULTI-CANDELA WALL RED | 115.36 | 154 | L3 | 0.85 | LB | CN
ZR-MC-W | 500-636170 | Z STROBE MULTI-CANDELA WALL WHITE | 115.36 | 154 | L3 | 0.866 | LB | CN
ZR-HMC-R | 500-636171 | Z STROBE HI MULTI-CANDELA WALL RED | 109.79 | 146 | L3 | 0.841 | LB | US
ZR-HMC-W | 500-636172 | Z STROBE HI MULTI-CANDELA WALL WHITE | 109.79 | 146 | L3 | 0.844 | LB | US
ZR-MC-CR | 500-636173 | Z STROBE MULTI-CANDELA CEILING RED | 115.36 | 154 | L3 | 0.853 | LB | CN
ZR-MC-CW | 500-636174 | Z STROBE MULTI-CANDELA CEILING WHITE | 115.36 | 154 | L3 | 0.856 | LB | CN
ZR-HMC-CR | 500-636175 | Z STROBE HI MULTI-CANDELA CEILING RED | 109.79 | 146 | L3 | 0.838 | LB | US
ZR-HMC-CW | 500-636176 | Z STROBE HI MULTI-CANDELA CEILING WHITE | 109.79 | 146 | L3 | 0.856 | LB | US
STAND ALONE STROBES STANDARD MOUNTING
ST-HMC-CW | 500-636097 | STROBE HI MULTI-CANDELA WHITE CEILING | 109.79 | 146 | L3 | 0.5 | LB | US
ST-MC-CW | 500-636098 | STROBE CANDELA WHITE CEILING | 94.95 | 127 | L3 | 0.787 | LB | US
ST-MC-RETRO-R | 500-636103 | STROBE MULTI-CANDELA RED RETRO PLATE | 123.04 | 164 | L3 | 0.969 | LB | US
STAND ALONE STROBES WEATHERPROOF
ST-75-CR-WP | 500-636104 | STROBE WEATHERPROOF RED - CEILING | 112.39 | 150 | L3 | 0.519 | LB | US
ST-75-CW-WP | 500-636105 | STROBE WEATHERPROOF WHITE - CEILING | 112.39 | 150 | L3 | 0.528 | LB | US
ST-75-R-WP | 500-636106 | STROBE WEATHERPROOF RED - WALL | 112.39 | 150 | L3 | 0.525 | LB | US
ST-75-W-WP | 500-636107 | STROBE WEATHERPROOF WHITE - WALL | 112.39 | 150 | L3 | 0.525 | LB | US
ST-HMC-CR-WP | 500-636177 | STROBE HI MULTI CANDELA CEILING RED WEATHERPROOF | 126.77 | 169 | L3 | 0.556 | LB | US
ST-HMC-CW-WP | 500-636178 | STROBE HI MULTI CANDELA CEILING WHITE WEATHERPROOF | 126.77 | 169 | L3 | 0.75 | LB | US
ST-HMC-R-WP | 500-636179 | STROBE HI MULTI CANDELA WALL RED WEATHERPROOF | 126.77 | 169 | L3 | 0.55 | LB | US
ST-HMC-W-WP | 500-636180 | STROBE HI MULTI CANDELA WALL WHITE WEATHERPROOF | 126.77 | 169 | L3 | 0.553 | LB | US
HIFI 2-WATT SPEAKERS & SPKR/STROBES - STANDARD PROFILE - 300HZ TO 8000HZ
SEH-HMC-CR | S54360-F7-A1 | HIGH FIDELITY SPEAKER STROBE, ROUND, HIFI, CEILING, 115/177CD, RED | 169.91 | 227 | L3 | 2.2 | LB | US
SEH-HMC-CW | S54360-F7-A2 | HIGH FIDELITY SPEAKER STROBE, ROUND, HIFI, CEILING, 115/177CD, WHITE | 169.91 | 227 | L3 | 2.219 | LB | US
SEH-HMC-R | S54360-F8-A1 | HIGH FIDELITY SPEAKER STROBE, HIFI, WALL, 135/185 CD, RED | 169.91 | 227 | L3 | 2 | LB | US
SEH-HMC-W | S54360-F8-A2 | HIGH FIDELITY SPEAKER STROBE, HIFI, WALL, 135/185 CD, WHITE | 169.91 | 227 | L3 | 2.063 | LB | US
SEH-HMC-W-ALERT | S54329-A19-A1 | SPK-ST,WALL,ALR,W | 178.75 | 238 | L3 | 2.5 | LB | US
2-WATT SPEAKERS & SPKR/STROBES - STANDARD PROFILE - 400HZ TO 4000 HZ
SE-HMC-R | 500-636027 | E SPEAKER HI MULTI CANDELA RED | 171.21 | 228 | L3 | 2.022 | LB | US
SE-HMC-W | 500-636028 | E SPEAKER HI MULTI CANDELA WHITE | 171.21 | 228 | L3 | 2.013 | LB | US
SE-HMC-CR | 500-636033 | E SPEAKER HI MULTI CANDELA RED CEILING | 171.21 | 228 | L3 | 2.153 | LB | US
SE-HMC-CW | 500-636034 | E SPEAKER HI MULTI CANDELA WHITE CEILING | 171.21 | 228 | L3 | 2.181 | LB | US
2-WATT SPEAKERS & SPKR/STROBES - LOW PROFILE - 400HZ TO 4000HZ
SEF-HMC-R | 500-636039 | E SPEAKER FLUSH HI MULTI CANDELA RED | 171.21 | 228 | L3 | 2.072 | LB | US
SEF-HMC-W | 500-636040 | E SPEAKER FLUSH HI MULTI CANDELA WHITE | 171.21 | 228 | L3 | 2.078 | LB | US
SEF-HMC-CW | 500-636044 | E SPEAKER FLUSH HI MULTI CANDELA CEILING WHITE | 171.21 | 228 | L3 | 2.359 | LB | US
HIFI 2-WATT SPEAKERS & SPKR/STROBES - LOW PROFILE - 300HZ TO 8000HZ
SEFH-CR | S54360-F2-A1 | HIGH FIDELITY SPEAKER, ROUND, HIFI, LOW PROFILE, CEILING, RED | 90.99 | 121 | L3 | 2.025 | LB | CN
SEFH-CW | S54360-F2-A2 | HIGH FIDELITY SPEAKER, ROUND, HIFI, LOW PROFILE, CEILING, WHITE | 90.99 | 121 | L3 | 1.931 | LB | CN
SEFH-HMC-CW | S54360-F3-A1 | HIGH FIDELITY SPEAKER STROBE, ROUND, HIFI, LOW PROFILE, CEILING,115/177CD,WHITE | 169.91 | 227 | L3 | 2.375 | LB | US
SEFH-HMC-R | S54360-F3-A2 | HIGH FIDELITY SPEAKER STROBE, SQUARE, HIFI, LOW PROFILE, WALL, 135/185CD, RED | 169.91 | 227 | L3 | 2.13 | LB | US
SEFH-HMC-W | S54360-F4-A1 | HIGH FIDELITY SPEAKER STROBE, SQUARE, HIFI, LOW PROFILE, WALL, 135/185CD, WHITE | 169.91 | 227 | L3 | 2.122 | LB | US
SEFH-MC-CW | S54360-F4-A2 | HIGH FIDELITY SPEAKER STROBE, ROUND, HIFI, LOW PROFILE, CEILING, 15/30/75/95CD, WHITE | 190.1 | 253 | L3 | 2.362 | LB | US
SEFH-MC-R | S54360-F5-A1 | HIGH FIDELITY SPEAKER STROBE, SQUARE, HIFI, LOW PROFILE, WALL, 15/30/75/110CD, RED | 190.1 | 253 | L3 | 2.087 | LB | US
SEFH-MC-W | S54360-F5-A2 | HIGH FIDELITY SPEAKER STROBE, SQUARE, HIFI, LOW PROFILE, WALL, 15/30/75/110CD, WHITE | 190.1 | 253 | L3 | 2.116 | LB | US
SEFH-R | S54360-F6-A1 | HIGH FIDELITY SPEAKER, SQUARE, HIFI, LOW PROFILE, WALL, RED | 86.11 | 115 | L3 | 1.794 | LB | CN
SEFH-W | S54360-F6-A2 | HIGH FIDELITY SPEAKER, SQUARE, HIFI, LOW PROFILE, WALL, WHITE | 86.11 | 115 | L3 | 1.728 | LB | CN
SEFH-AHMC-CW-ALERT | S54329-A15-A1 | SPK-ST,CLG,AMB,ALR,W | 186 | 248 | L3 | 2.5 | LB | US
SEFH-AMC-CW-ALERT | S54329-A14-A1 | SPK-ST,CLG,AMB,ALR,W | 207.21 | 276 | L3 | 2.5 | LB | US
SEFH-AMC-W-ALERT | S54329-A13-A1 | SPK-ST,WALL,AMB,ALR,W | 207.21 | 276 | L3 | 2.5 | LB | US
SEFH-HMC-CR | S54329-A35-A1 | SPK,ST,CLG,R | 178.75 | 238 | L3 | 2.5 | LB | US
SEFH-HMC-CR-ALERT | S54329-A33-A1 | SPK-ST,CLG,ALR,R | 171.84 | 229 | L3 | 2.5 | LB | US
SEFH-HMC-CW-ALERT | S54329-A34-A1 | SPK-ST,CLG,ALR,W | 171.84 | 229 | L3 | 2.5 | LB | US
SEFH-MC-CR | S54329-A32-A1 | SPK-ST,CLG,R | 199.71 | 266 | L3 | 2.5 | LB | US
SEFH-MC-CR-ALERT | S54329-A30-A1 | SPK-ST,CLG,ALR,R | 199.71 | 266 | L3 | 2.5 | LB | US
SEFH-MC-CW-ALERT | S54329-A31-A1 | SPK-ST,CLG,ALR,W | 199.71 | 266 | L3 | 2.5 | LB | US
SEFH-MC-CW-BLANK | S54329-A36-A1 | SPK-ST,CLG,BLNK,W | 199.71 | 266 | L3 | 2.5 | LB | US
SEFH-MC-R-ALERT | S54329-A27-A1 | SPK-ST,WALL,ALR,R | 199.71 | 266 | L3 | 2.1 | LB | US
SEFH-MC-W-ALERT | S54329-A28-A1 | SPK,ST,WALL,ALR,W | 199.71 | 266 | L3 | 2.1 | LB | US
SEFH-MC-W-BLANK | S54329-A29-A1 | SPK-ST,WALL,BLNK,W | 199.71 | 266 | L3 | 2.1 | LB | US
8-WATT SPEAKERS & SPKR/STROBES - STANDARD PROFILE - 400HZ TO 4000HZ
SET-MC-R | 500-636051 | ET MULTI-CANDELA RED | 184.28 | 246 | L3 | 2.144 | LB | US
SET-MC-W | 500-636052 | ET MULTI-CANDELA WHITE | 184.28 | 246 | L3 | 2.147 | LB | US
SET-HMC-R | 500-636053 | ET HI MULTI-CANDELA RED | 198.67 | 265 | L3 | 18.2 | LB | US
SET-HMC-W | 500-636054 | ET HI MULTI-CANDELA WHITE | 198.67 | 265 | L3 | 2.156 | LB | US
SET-R | 500-636055 | ET SPKR RED | 78.41 | 105 | L3 | 1.622 | LB | US
SET-W | 500-636056 | ET SPKR WHITE | 78.41 | 105 | L3 | 1.775 | LB | CN
SET-MC-CR | 500-636062 | ET MULTI-CANDELA RED CEILING | 184.28 | 246 | L3 | 2.403 | LB | US
SET-MC-CW | 500-636063 | ET MULTI-CANDELA WHITE CEILING | 184.28 | 246 | L3 | 2.422 | LB | US
SET-HMC-CR | 500-636064 | ET HI MULTI-CANDELA RED CEILING | 198.67 | 265 | L3 | 2.5 | LB | US
SET-HMC-CW | 500-636065 | ET HI MULTI-CANDELA WHITE CEILING | 198.67 | 265 | L3 | 2.434 | LB | US
SET-CR | 500-636066 | ET SPKR RED CEILING | 81.04 | 108 | L3 | 1.969 | LB | US
SET-CW | 500-636067 | ET SPKR WHITE CEILING | 81.04 | 108 | L3 | 1.928 | LB | CN
8-WATT SPEAKERS & SPKR/STROBES - STANDARD PROFILE WEATHERPROOF - 400HZ TO 4000HZ
SET-S17-CW-WP | 500-636057 | ET SPKR 15/75 STROBE WHITE CEILING WEATHERPROOF | 202.58 | 270 | L3 | 2.128 | LB | US
SET-S17-R-WP | 500-636058 | ET SPKR 15/75 STROBE RED WEATHERPROOF | 202.58 | 270 | L3 | 2.1 | LB | US
SET-S17-W-WP | 500-636059 | ET SPKR 15/75 STROBE WHITE WEATHERPROOF | 202.58 | 270 | L3 | 2.116 | LB | US
SET-177-CR-WP | 500-636189 | SET SPEAKER HI CANDELA CEILING RED WEATHERPROOF | 218.25 | 291 | L3 | 2.197 | LB | US
SET-177-CW-WP | 500-636190 | SET SPEAKER HI CANDELA CEILING WHITE WEATHERPROOF | 218.25 | 291 | L3 | 2.169 | LB | US
SET-185-R-WP | 500-636191 | SET SPEAKER HI CANDELA WALL RED WEATHERPROOF | 218.25 | 291 | L3 | 2.125 | LB | US
SET-185-W-WP | 500-636192 | SET SPEAKER HI CANDELA WALL WHITE WEATHERPROOF | 218.25 | 291 | L3 | 2.159 | LB | US
8" CEILING MOUNT SPEAKERS - 400HZ TO 4000HZ
S-HQ-MC-W | 500-636108 | 8" CEILING SPEAKER - WHITE | 208.62 | 278 | L3 | 4 | LB | US
SE-1 | 500-634881 | 8" CEILING SPEAKER BACK BOX | 28.76 | 38 | L3 | 11.325 | LB | CN
SB-W | 500-634882 | 8" SPEAKER SUPPORT BRIDGE | 22.22 | 30 | L3 | 9.988 | LB | CN
S-HQ | 500-634880 | 8" CEILING SPEAKER WHITE | 121.54 | 162 | L3 | 0.999 | LB | US
VANDAL RESISTANT SPEAKERS & SPKR/STROBES - 400HZ TO 4000HZ
S-15WR | 500-649494 | SUPERVISED HORN LOUDSPEAKER RED | 254.86 | 340 | L3 | 4.55 | LB | KR
SETSF-VR | 500-636047 | ET1010 RED | 111.09 | 148 | L3 | 3.163 | LB | US
SETSF-VW | 500-636048 | ET-1010 WHITE | 111.09 | 148 | L3 | 3.194 | LB | US
SETFL-VR | 500-636049 | ET-1080 RED | 100.63 | 134 | L3 | 2.341 | LB | US
SETFL-VW | 500-636050 | ET-1080 WHITE | 100.63 | 134 | L3 | 2.375 | LB | US
SET-MC-VR | 500-636060 | ET SPKR MULTI CANDELA VANDAL RESISTANT RED | 189.51 | 253 | L3 | 2.694 | LB | US
SET-MC-VW | 500-636061 | ET SPKR MULTI CANDELA VANDAL RESISTANT WHITE | 189.51 | 253 | L3 | 2.703 | LB | US
MINI & MULTI-TONE ELECTRONIC HORNS & HORN/STROBES
MH-R | 500-636074 | MINI HORN RED | 29.43 | 39 | L3 | 0.219 | LB | CN
MH-W | 500-636075 | MINI HORN WHITE | 29.43 | 39 | L3 | 0.216 | LB | CN
MTH-R | 500-636076 | MULTI TONE HORN RED | 62.73 | 84 | L3 | 0.591 | LB | US
MTH-W | 500-636077 | MULTI TONE HORN WHITE | 62.73 | 84 | L3 | 0.594 | LB | US
MTH-MC-R | 500-636078 | MULTI TONE HORN MULTI CANDELA RED | 141.15 | 188 | L3 | 0.816 | LB | US
MTH-MC-W | 500-636079 | MULTI TONE HORN MULTI CANDELA WHITE | 141.15 | 188 | L3 | 0.813 | LB | US
MULTI-TONE ELECTRONIC HORNS & HORN/STROBES WEATHERPROOF
MTH-15-115-R-WP | 500-636080 | MULTI TONE HORN 15CD 115V RED | 143.77 | 192 | L3 | 0.709 | LB | US
MTH-15-115-W-WP | 500-636081 | MULTI TONE HORN 15CD 115V WHITE | 143.77 | 192 | L3 | 0.719 | LB | US
MTH-75-R-WP | 500-636082 | MULTI TONE HORN 180CD WHITE | 154.22 | 206 | L3 | 0.828 | LB | US
MTH-HMC-CR-WP | 500-636185 | MULTI TONE HORN HI MULTI CD CEILING RED WEATHERPROOF | 172.52 | 230 | L3 | 0.869 | LB | US
MTH-HMC-CW-WP | 500-636186 | MULTI TONE HORN HI MULTI CD CEILING WHITE WEATHERPROOF | 172.52 | 230 | L3 | 0.869 | LB | US
MTH-HMC-R-WP | 500-636187 | MULTI TONE HORN HI MULTI CD WALL RED WEATHERPROOF | 172.52 | 230 | L3 | 0.853 | LB | US
MTH-HMC-W-WP | 500-636188 | MULTI TONE HORN HI MULTI CD WALL WHITE WEATHERPROOF | 172.52 | 230 | L3 | 0.866 | LB | US
CHIMES & CHIME/STROBES
CH-W | 500-636020 | CHIME WHITE | 115.01 | 153 | L3 | 1.613 | LB | US
CH-MC-R | 500-636017 | CHIME MULTI CANDELA RED | 245.71 | 328 | L3 | 1.931 | LB | US
CH-MC-W | 500-636018 | CHIME MULTI CANDELA WHITE | 245.71 | 328 | L3 | 1.931 | LB | US
CH-R | 500-636019 | CHIME RED | 115.01 | 153 | L3 | 1.637 | LB | US
CH-MC-CR | 500-636021 | CHIME MULTI CANDELA RED CEILING | 245.71 | 328 | L3 | 2.181 | LB | US
CH-MC-CW | 500-636022 | CHIME MULTI CANDELA WHITE CEILING | 245.71 | 328 | L3 | 2.181 | LB | US
CH-HMC-CW | 500-636023 | CHIME HI MULTI CANDELA WHITE CEILING | 262.69 | 350 | L3 | 2.294 | LB | US
CH-CW | 500-636024 | CHIME WHITE CEILING | 115.01 | 153 | L3 | 2 | LB | US
AC & DC BELLS/HORNS
B10-115-R | 500-636001 | 10" BELL 115VAC RED | 130.7 | 174 | L3 | 4.222 | LB | CN
B6-24AC-R | 500-636002 | 6" BELL 24VAC RED | 96.72 | 129 | L3 | 2.525 | LB | CN
MH115-R | 500-636000 | MECHANICAL HORN 115VAC RED | 79.72 | 106 | L3 | 2 | LB | CN
MBDC-10 | 500-688448 | 10" DC MOTOR BELL | 133.3 | 178 | L3 | 2.209 | LB | CN
MBDC-6 | 500-688449 | 6" DC MOTOR BELL | 83.64 | 112 | L3 | 1.659 | LB | CN
2-WIRE ELECTRIC HORNS & HORN/STROBES
AS-HMC-CR | 500-636008 | AS HORN HI MULTI CANDELA RED CEILING | 139.84 | 186 | L3 | 1 | LB | US
AS-HMC-CW | 500-636009 | AS HORN HI MULTI CANDELA WHITE CEILING | 139.84 | 186 | L3 | 1 | LB | US
AS-HMC-R | 500-636012 | AS HORN HI MULTI CANDELA RED | 139.84 | 186 | L3 | 0.781 | LB | US
AS-HMC-W | 500-636013 | AS HORN HI MULTI CANDELA WHITE | 139.84 | 186 | L3 | 0.769 | LB | US
NS-HMC-CR | 500-636089 | NS HORN HI MULTI-CANDELA RED CEILING | 138.54 | 185 | L3 | 0.831 | LB | US
NS-HMC-CW | 500-636090 | NS HORN HI MULTI-CANDELA WHITE CEILING | 138.54 | 185 | L3 | 0.819 | LB | US
2-WIRE ELECTRIC HORNS & HORN/STROBES Z-MOUNTING
ZH-R | 500-636159 | Z HORN RED | 76.38 | 102 | L3 | 0.747 | LB | CN
ZH-W | 500-636160 | Z HORN WHITE | 76.38 | 102 | L3 | 0.747 | LB | CN
ZH-MC-R | 500-636161 | Z HORN MULTI CANDELA WALL RED | 151.09 | 201 | L3 | 0.903 | LB | CN
ZH-MC-W | 500-636162 | Z HORN MULTI CANDELA WALL WHITE | 151.09 | 201 | L3 | 0.909 | LB | CN
ZH-HMC-R | 500-636163 | Z HORN HI MULTI CANDELA WALL RED | 138.54 | 185 | L3 | 0.894 | LB | US
ZH-HMC-W | 500-636164 | Z HORN HI MULTI CANDELA WALL WHITE | 138.54 | 185 | L3 | 0.919 | LB | US
ZH-MC-CR | 500-636165 | Z HORN MULTI CANDELA CEILING RED | 151.09 | 201 | L3 | 0.916 | LB | CN
ZH-MC-CW | 500-636166 | Z HORN MULTI CANDELA CEILING WHITE | 151.09 | 201 | L3 | 0.912 | LB | CN
ZH-HMC-CR | 500-636167 | Z HORN HI MULTI CANDELA CEILING RED | 138.54 | 185 | L3 | 0.9 | LB | US
ZH-HMC-CW | 500-636168 | Z HORN HI MULTI CANDELA CEILING WHITE | 138.54 | 185 | L3 | 0.912 | LB | US
2-WIRE ELECTRIC HORNS & HORN/STROBES WEATHERPROOF
AH-R-WP | 500-636005 | AH HORN RED WEATHERPROOF | 56.2 | 75 | L3 | 0.509 | LB | US
AS-HMC-CR-WP | 500-636181 | AS HORN HI MULTI CANDELA CEILING RED WEATHERPROOF | 148.99 | 199 | L3 | 0.694 | LB | US
AS-HMC-CW-WP | 500-636182 | AS HORN HI MULTI CANDELA CEILING WHITE WEATHERPROOF | 148.99 | 199 | L3 | 0.691 | LB | US
AS-HMC-R-WP | 500-636183 | AS HORN HI MULTI CANDELA WALL RED WEATHERPROOF | 148.99 | 199 | L3 | 0.688 | LB | US
AS-HMC-W-WP | 500-636184 | AS HORN HI MULTI CANDELA WALL WHITE WEATHERPROOF | 148.99 | 199 | L3 | 0.694 | LB | US
AS-75-CR-WP | 500-636015 | AS HORN 75CD CEILING RED WEATHERPROOF | 129.38 | 173 | L3 | 0.628 | LB | US
AS-75-R-WP | 500-636016 | AS HORN 75CD RED WEATHERPROOF | 129.38 | 173 | L3 | 0.628 | LB | US
4-WIRE ELECTRIC HORNS & HORN/STROBES
HS-MC-R | 500-636070 | HS HORN MULTI CANDELA RED | 147.1 | 196 | L3 | 0.819 | LB | US
HS-MC-W | 500-636071 | HS HORN MULTI CANDELA WHITE | 147.1 | 196 | L3 | 0.834 | LB | US
HS-HMC-R | 500-636072 | HS HORN HI MULTI CANDELA RED | 160.75 | 214 | L3 | 0.75 | LB | US
HS-HMC-W | 500-636073 | HS HORN HI MULTI CANDELA WHITE | 160.75 | 214 | L3 | 0.838 | LB | US
MOUNTING ACCESSORIES
APS-R | 500-636109 | APS BELL CONCEALED CONDUIT ADAPTER PLATE | 12.77 | 17 | L3 | 0.284 | LB | US
BBS-R | 500-636110 | BBS BACK BOX | 12.77 | 17 | L3 | 0.713 | LB | US
DBBS-R | 500-636111 | DBBS BACK BOX | 14.05 | 19 | L3 | 0.838 | LB | US
MT-SUR-BOX | 500-693168 | WEATHERPROOF SURFACE MOUNT BACK BOX RED | 40.85 | 54 | L3 | 0.591 | LB | TW
MT-SUR-BOX-W | 500-636118 | WEATHERPROOF SURFACE MOUNT BACK BOX WHITE | 25.53 | 34 | L3 | 0.591 | LB | US
SBBS-R | 500-636119 | SURFACE BACK BOX RED | 28.09 | 37 | L3 | 2.059 | LB | CN
SBBS-W | 500-636120 | SURFACE BACK BOX WHITE | 28.09 | 37 | L3 | 2.094 | LB | CN
SBL2S-R | 500-636121 | SURFACE BACK BOX RED | 33.19 | 44 | L3 | 2.388 | LB | CN
SERS-R | 500-636122 | SQUARE SEMI-FLUSH EXTENSION RING RED | 20.43 | 27 | L3 | 0.95 | LB | CN
SERS-W | 500-636123 | SQUARE SEMI-FLUSH EXTENSION RING WHITE | 20.43 | 27 | L3 | 0.947 | LB | CN
SFPS-R | 500-636124 | SEMI-FLUSH PLATE RED | 11.49 | 15 | L3 | 0.25 | LB | US
SFPS-W | 500-636125 | SEMI-FLUSH PLATE WHITE | 11.49 | 15 | L3 | 0.178 | LB | US
SHBBS-R | 500-636126 | SQUARE SURFACE BACK BOX RED | 20.43 | 27 | L3 | 1.147 | LB | CN
SHBBS-W | 500-636127 | SQUARE SURFACE BACK BOX WHITE | 20.43 | 27 | L3 | 1.15 | LB | CN
SHMPS-R | 500-636128 | SUPERVISED HORN ADAPTER PLATE | 19.14 | 26 | L3 | 0.25 | LB | US
SPEXT-R | 500-636116 | SE SPEAKER CEILING EXTENSION RING RED | 12.77 | 17 | L3 | 1 | LB | US
SPEXT-W | 500-636117 | SE SPEAKER CEILING EXTENSION RING WHITE | 12.77 | 17 | L3 | 0.231 | LB | US
SPSB-R | 500-636112 | SE SPEAKER WALL SURFACE BACK BOX RED | 25.53 | 34 | L3 | 0.597 | LB | US
SPSB-W | 500-636113 | SE SPEAKER WALL SURFACE BACK BOX WHITE | 25.53 | 34 | L3 | 0.6 | LB | US
SPSSB-R | 500-636114 | SE SPEAKER/STROBE WALL SURFACE BACK BOX | 28.09 | 37 | L3 | 0.672 | LB | US
SPSSB-W | 500-636115 | SE SPEAKER/STROBE WALL SURFACE BACK BOX WHITE | 28.09 | 37 | L3 | 0.678 | LB | US
WBBS-R | 500-636129 | WEATHERPROOF BACK BOX RED | 26.81 | 36 | L3 | 0.694 | LB | IN
WBBS-R-3/4T-3/4B | 500-636130 | WEATHERPROOF BACK BOX 3/4" K.O. BLACK | 33.19 | 44 | L3 | 0.663 | LB | IN
WBBS-W | 500-636131 | WEATHERPROOF BACK BOX WHITE | 26.81 | 36 | L3 | 0.719 | LB | IN
WBBS-W-3/4T-3/4B | 500-636132 | WEATHERPROOF BACK BOX 3/4" K.O. WHITE | 33.19 | 44 | L3 | 1.25 | LB | IN
WFPAS-R | 500-636133 | WEATHERPROOF FLUSH PLATE RED | 33.19 | 44 | L3 | 0.369 | LB | US
WFPAS-W | 500-636134 | WEATHERPROOF FLUSH PLATE WHITE | 33.19 | 44 | L3 | 0.766 | LB | US
WFPS-R | 500-636135 | AS HORN WEATHERPROOF FLUSH PLATE RED | 33.19 | 44 | L3 | 0.872 | LB | US
WFPS-W | 500-636136 | AS HORN WEATHERPROOF FLUSH PLATE WHITE | 33.19 | 44 | L3 | 0.531 | LB | US
WPBBS-R | 500-636137 | AS HORN WEATHERPROOF BACK BOX RED | 28.09 | 37 | L3 | 0.55 | LB | TW
WPSBBS-R | 500-636139 | ST STROBE WEATHERPROOF BACK BOX RED | 28.09 | 37 | L3 | 0.534 | LB | US
WPSBBS-W | 500-636140 | ST STROBE WEATHERPROOF BACK BOX WHITE | 28.09 | 37 | L3 | 0.541 | LB | TW
WPS-KIT | 500-636138 | SURFACE MOUNTING WEATHERPROOF BACK BOX KIT | 12.77 | 17 | L3 | 0.106 | LB | US
ZB-R | 500-636193 | Z MOUNTING BACK BOX RED | 19.14 | 26 | L3 | 0.441 | LB | CN
ZB-W | 500-636194 | Z MOUNTING BACK BOX WHITE | 19.14 | 26 | L3 | 0.444 | LB | CN
REMOTE RELAYS
RPR-1 | 500-694998 | REMOTE POLARIZED RELAY -24VDC WITH SXL, MXL & SYSTEM 3 | 311.21 | 415 | L3 | 0.806 | LB | US
POWER SUPPLY
PAD-3 | 599-699189 | P/S NAC EXT 6 AMPS | 853.72 | 1138 | L3 | 15 | LB | MY
PAD-3R | 599-699190 | RED P/S NAC EXT | 853.72 | 1138 | L3 | 11.9 | LB | MY
PAD-3-UK | 500-648449 | PAD-3-UK UPGRADE KIT - Revision 2.202 | 33.1 | 44 | L3 | 0.047 | LB | US
PAD-4-6A | S54339-A1-A1 | Complete 6 amp PAD-4 kit (enclosure, board, 170W power supply) | 917.55 | 1223 | L3 | 12 | LB | US
PAD-4-6A-CLSA | S54339-A2-A1 | Complete 6 amp PAD-4 kit with Class A adapter | 1016.02 | 1355 | L3 | 12.5 | LB | US
PAD-4-9A | S54339-A3-A1 | Complete 9 amp PAD-4 kit (enclosure, board, 300W power supply) | 1193.46 | 1591 | L3 | 32 | LB | US
PAD-4-9A-CLSA | S54339-A4-A1 | Complete 9 amp PAD-4 kit with Class A adapter | 1291.93 | 1723 | L3 | 31.5 | LB | US
PAD-4-MB | 500-650217 | PAD-4 NAC expander main board | 652.45 | 870 | L3 | 1.744 | LB | US
PAD-4-ENCL | 500-050081 | PAD-4 NAC expander enclosure | 180.7 | 241 | L3 | 10.813 | LB | US
PAD-4-CLSA | 500-850254 | PAD-4 NAC expander Class A adapter card | 98.47 | 131 | L3 | 0.169 | LB | CN
FP2011-U1 | 500-450222 | Power Supply (170 W) | 330.88 | 441 | L3 | 2.919 | LB | CN
FP2012-U1 | S54400-Z60-A1 | 300W power supply | 378.62 | 505 | L3 | 3.413 | LB | CN
S3AP | 500-650257 | PAD-4 NAC expander adapter plate for System 3 enclosure | 104.96 | 140 | L3 | 2.306 | LB | US
PAD-4-LUA | S54389-C1-A1 | PAD-4 NAC expander Laptop Upload Adapter | 95.22 | 127 | L3 | 0.212 | LB | US
PAD4-BATT-BRKT | S54430-B4-A1 | Battery bracket for seismic certification | 127.68 | 170 | L3 | 1.509 | LB | US
DOOR HOLDERS
SDH-2A | 500-614186 | 120VAC CONCEALED WIRING | 217.48 | 290 | L3 | 1.6 | LB | US
SDH-3A | 500-614187 | 120VAC SURFACE WIRING | 217.48 | 290 | L3 | 1.61 | LB | US
SDH-4A | 500-614188 | 120VAC RECESSED DOOR | 417.65 | 557 | L3 | 1.63 | LB | US
SDH-5A | 500-614189 | 120VAC FLR MTG SINGLE DOOR | 504.22 | 672 | L3 | 2.87 | LB | US
SDH-7A | 500-614191 | 120 VAC SLIDING DOOR | 642.72 | 857 | L3 | 5.6 | LB | US
SDH-8A | 500-614192 | 120VAC OVERHEAD DOOR | 556.16 | 742 | L3 | 5.8 | LB | US
SDH-2D | 500-690394 | 24VDC CONCEALED WIRING | 217.48 | 290 | L3 | 1.53 | LB | US
SDH-3D | 500-690395 | 24VDC SURFACE WIRING | 217.48 | 290 | L3 | 1.6 | LB | US
SDH-5D | 500-690397 | 24VDC FLR MTG SING DOOR | 504.22 | 672 | L3 | 2.8 | LB | US
SDH-8D | 500-690400 | 24VDC OVERHEAD DOOR | 675.18 | 900 | L3 | 4 | LB | US
SL-Series Wall Mount Horns, Strobes, and Horn/Strobes
SLSWR-F | S54329-F25-A1 | SLSWR-F ST,WALL,RED,FIRE | 75.35 | 100 | L3 | 0.5 | LB | MX
SLSWW-F | S54329-F25-A2 | SLSWW-F ST,WALL,WHT,FIRE | 75.35 | 100 | L3 | 0.5 | LB | MX
SLSWW-FB | S54329-F26-A1 | SLSWW-FB ST,WALL,WHT,PICTOGRAM | 75.35 | 100 | L3 | 0.5 | LB | MX
SLSWR-FB | S54329-F26-A2 | SLSWR-FB ST,WALL,RED,PICTOGRAM | 75.35 | 100 | L3 | 0.5 | LB | MX
SLSWR-A | S54329-F27-A1 | SLSWR-A ST,WALL,RED,AGENT | 82.77 | 110 | L3 | 0.5 | LB | MX
SLSWW-AL | S54329-F27-A2 | SLSWW-AL ST,WALL,WHT,ALERT | 82.77 | 110 | L3 | 0.5 | LB | MX
SLSWR-AL | S54329-F28-A1 | SLSWR-AL ST,WALL,RED,ALERT | 82.77 | 110 | L3 | 0.5 | LB | MX
SLSWW-ALA | S54329-F28-A2 | SLSWW-ALA ST,WALL,WHT,ALERT,AMBER | 106.12 | 141 | L3 | 0.5 | LB | MX
SLSWR-ALA | S54329-F29-A1 | SLSWR-ALA ST,WALL,RED,ALERT,AMBER | 106.12 | 141 | L3 | 0.5 | LB | MX
SLSWR-NA | S54329-F29-A2 | SLSWR-NA ST,WALL,RED,NO-TXT,AMBER | 106.12 | 141 | L3 | 0.5 | LB | MX
SLSWW-NA | S54329-F30-A1 | SLSWW-NA ST,WALL,WHT,NO-TXT,AMBER | 106.12 | 141 | L3 | 0.5 | LB | MX
SLSWW-N | S54329-F30-A2 | SLSWW-N ST,WALL,WHT,NO-TXT | 90.2 | 120 | L3 | 0.5 | LB | MX
SLSWR-N | S54329-F31-A1 | SLSWR-N ST,WALL,RED,NO-TXT | 90.2 | 120 | L3 | 0.5 | LB | MX
SLHSWR-F | S54329-F22-A1 | SLHSWR-F HRN/ST,WALL,RED,FIRE | 100.82 | 134 | L3 | 0.5 | LB | MX
SLHSWW-F | S54329-F22-A2 | SLHSWW-F HRN/ST,WALL,WHT,FIRE | 100.82 | 134 | L3 | 0.5 | LB | MX
SLHSWR-FB | S54329-F24-A1 | SLHSWR-FB HRN/ST,WALL,RED,PICTOGRAM | 100.82 | 134 | L3 | 0.5 | LB | MX
SLHSWW-FB | S54329-F24-A2 | SLHSWW-FB HRN/ST,WALL,WHT,PICTOGRAM | 100.82 | 134 | L3 | 0.5 | LB | MX
SLHSWR-A | S54329-F31-A2 | SLHSWR-A HRN/ST,WALL,RED,AGENT | 108.24 | 144 | L3 | 0.5 | LB | MX
SLHSWW-A | S54329-F34-A2 | SLHSWW-A HRN/ST,WALL,WHT,AGENT | 108.24 | 144 | L3 | 0.5 | LB | MX
SLHSWW-AL | S54329-F35-A1 | SLHSWW-AL HRN/ST,WALL,WHT,ALERT | 108.24 | 144 | L3 | 0.5 | LB | MX
SLHSWR-AL | S54329-F32-A1 | SLHSWR-AL HRN/ST,WALL,RED,ALERT | 108.24 | 144 | L3 | 0.5 | LB | MX
SLHSWR-N | S54329-F34-A1 | SLHSWR-N HRN/ST,WALL,RED,NO-TXT | 108.24 | 144 | L3 | 0.5 | LB | MX
SLHSWW-N | S54329-F37-A1 | SLHSWW-N HRN/ST,WALL,WHT,NO-TXT | 108.24 | 144 | L3 | 0.5 | LB | MX
SLHWR | S54329-F23-A1 | SLHWR HRN,WALL,RED | 55.18 | 74 | L3 | 0.4 | LB | MX
SLHWW | S54329-F23-A2 | SLHWW HRN,WALL,WHT | 55.18 | 74 | L3 | 0.4 | LB | MX
SL-Series Ceiling Mount Horns, Strobes, and Horn/Strobes
SLSCW-F | S54329-F15-A1 | SLSCW-F ST,CLG,WHT,FIRE | 76.41 | 102 | L3 | 0.85 | LB | MX
SLSCR-F | S54329-F15-A2 | SLSCR-F ST,CLG,RED,FIRE | 76.41 | 102 | L3 | 0.85 | LB | MX
SLSCW-FB | S54329-F16-A1 | SLSCW-FB ST,CLG,WHT,FIRE,FEU | 76.41 | 102 | L3 | 0.85 | LB | MX
SLSCR-FB | S54329-F16-A2 | SLSCR-FB ST,CLG,RED,FIRE,FEU | 76.41 | 102 | L3 | 0.85 | LB | MX
SLSCW-AL | S54329-F17-A1 | SLSCW-AL ST,CLG,WHT,ALERT | 90.2 | 120 | L3 | 0.85 | LB | MX
SLSCR-AL | S54329-F17-A2 | SLSCR-AL ST,CLG,RED,ALERT | 90.2 | 120 | L3 | 0.85 | LB | MX
SLSCW-ALA | S54329-F18-A1 | SLSCW-ALA ST,CLG,WHT,ALERT,AMBER | 106.12 | 141 | L3 | 0.85 | LB | MX
SLSCR-ALA | S54329-F18-A2 | SLSCR-ALA ST,CLG,RED,ALERT,AMBER | 106.12 | 141 | L3 | 0.85 | LB | MX
SLSCW-NA | S54329-F19-A1 | SLSCW-NA ST,CLG,WHT,NO-TXT,AMBER | 106.12 | 141 | L3 | 0.85 | LB | MX
SLSCR-NA | S54329-F19-A2 | SLSCR-NA ST,CLG,RED,NO-TXT,AMBER | 79.59 | 106 | L3 | 0.85 | LB | MX
SLSCW-N | S54329-F20-A1 | SLSCW-N ST,CLG,WHT,NO-TXT | 100.82 | 134 | L3 | 0.85 | LB | MX
SLSCR-N | S54329-F20-A2 | SLSCR-N ST,CLG,RED,NO-TXT | 75.61 | 101 | L3 | 0.85 | LB | MX
SLSCW-A | S54329-F65-A1 | SLSCW-A ST,CLG,WHT,AGENT | 122.04 | 163 | L3 | 0.85 | LB | MX
SLSPCR-A | S54329-F37-A2 | SLSPCR-A ST,CLG,RED,AGENT | 122.04 | 163 | L3 | 0.85 | LB | MX
SLHSCW-F | S54329-F13-A1 | SLHSCW-F HRN/ST,CLG,WHT,FIRE | 100.82 | 134 | L3 | 0.95 | LB | MX
SLHSCR-F | S54329-F13-A2 | SLHSCR-F HRN/ST,CLG,RED,FIRE | 100.82 | 134 | L3 | 0.95 | LB | MX
SLHSCR-FB | S54329-F14-A1 | SLHSCR-FB HRN/ST,CLG,RED,PICTOGRAM | 100.82 | 134 | L3 | 0.95 | LB | MX
SLHSCW-FB | S54329-F14-A2 | SLHSCW-FB HRN/ST,CLG,WHT,PICTOGRAM | 100.82 | 134 | L3 | 0.95 | LB | MX
SLHSCR-A | S54329-F32-A2 | SLHSCR-A HRN/ST,CLG,AGENT | 122.04 | 163 | L3 | 0.95 | LB | MX
SLHSCW-A | S54329-F35-A2 | SLHSCW-A HRN/ST,CLG,WHT,AGENT | 122.04 | 163 | L3 | 0.95 | LB | MX
SLHSCR-AL | S54329-F33-A1 | SLHSCR-AL HRN/ST,CLG,RED,ALERT | 122.04 | 163 | L3 | 0.95 | LB | MX
SLHSCW-AL | S54329-F36-A1 | SLHSCW-AL HRN/ST,CLG,WHT,ALERT | 122.04 | 163 | L3 | 0.95 | LB | MX
SLHSCR-N | S54329-F33-A2 | SLHSCR-N HRN/ST,CLG,RED,NO-TXT | 122.04 | 163 | L3 | 0.95 | LB | MX
SLHSCW-N | S54329-F36-A2 | SLHSCW-N HRN/ST,CLG,WHT,NO-TXT | 122.04 | 163 | L3 | 0.95 | LB | MX
SLHCR-N | S54329-F12-A1 | SLHCR-N HRN,CLG,RED | 55.18 | 74 | L3 | 0.8 | LB | MX
SLHCW-N | S54329-F12-A2 | SLHCW-N HRN,CLG,WHT | 55.18 | 74 | L3 | 0.8 | LB | MX
SL-Series Wall Mount Low Frequency Sounders & Sounder/Strobes
SLFSSWR-F | S54329-F60-A1 | SLFSSWR-F LFS/ST,WALL,RED,FIRE | 171.91 | 229 | L3 | 2 | LB | US
SLFSSWW-F | S54329-F60-A2 | SLFSSWW-F LFS/ST,WALL,WHT,FIRE | 171.91 | 229 | L3 | 2 | LB | US
SLFSSWR-CO | S54329-F61-A1 | SLFSSWR-CO LFS/ST,WALL,RED,CO | 171.91 | 229 | L3 | 2 | LB | US
SLFSSWW-CO | S54329-F61-A2 | SLFSSWW-CO LFS/ST,WALL,WHT,CO | 171.91 | 229 | L3 | 2 | LB | US
SLFSSWR-AL | S54329-F62-A1 | SLFSSWR-AL LFS/ST,WALL,RED,ALERT | 171.91 | 229 | L3 | 2 | LB | US
SLFSSWW-AL | S54329-F62-A2 | SLFSSWW-AL LFS/ST,WALL,WHT,ALERT | 171.91 | 229 | L3 | 2 | LB | US
SLFSSWR-N | S54329-F63-A1 | SLFSSWR-N LFS/ST,WALL,RED,NO-TXT | 171.91 | 229 | L3 | 2 | LB | US
SLFSSWW-N | S54329-F63-A2 | SLFSSWW-N LFS/ST,WALL,WHT,NO-TXT | 171.91 | 229 | L3 | 2 | LB | US
SLFSWR-F | S54329-F56-A1 | SLFSWR-F LFS,WALL,RED,FIRE | 100.82 | 134 | L3 | 1.6 | LB | US
SLFSWW-F | S54329-F56-A2 | SLFSWW-F LFS,WALL,WHT,FIRE | 100.82 | 134 | L3 | 1.6 | LB | US
SLFSWR-CO | S54329-F57-A1 | SLFSWR-CO LFS,WALL,RED,CO | 100.82 | 134 | L3 | 1.6 | LB | US
SLFSWW-CO | S54329-F57-A2 | SLFSWW-CO LFS,WALL,WHT,CO | 100.82 | 134 | L3 | 1.6 | LB | US
SLFSWR-AL | S54329-F58-A1 | SLFSWR-AL LFS,WALL,RED,ALERT | 100.82 | 134 | L3 | 1.6 | LB | US
SLFSWW-AL | S54329-F58-A2 | SLFSWW-AL LFS,WALL,WHT,ALERT | 100.82 | 134 | L3 | 1.6 | LB | US
SLFSWR-N | S54329-F59-A1 | SLFSWR-N LFS,WALL,RED,NO-TXT | 100.82 | 134 | L3 | 1.6 | LB | US
SLFSWW-N | S54329-F59-A2 | SLFSWW-N LFS,WALL,WHT,NO-TXT | 100.82 | 134 | L3 | 1.6 | LB | US
LFSBB-R | S54329-A9-A1 | Low Frequency Sounder Surface Backbox - Red | 24.98 | 33 | L3 | 0.553 | LB | CN
LFSBB-W | S54329-A10-A1 | Low Frequency Sounder Surface Backbox - White | 24.98 | 33 | L3 | 0.569 | LB | CN
SL-Series Wall Mount Speakers and Speaker/Strobes
SLSPSWW-F | S54329-F43-A1 | SLSPSWW-F SPK/ST,WALL,WHT,FIRE | 136.89 | 183 | L3 | 2 | LB | MX
SLSPSWR-F | S54329-F43-A2 | SLSPSWR-F SPK/ST,WALL,RED,FIRE | 136.89 | 183 | L3 | 2 | LB | MX
SLSPSWR-NA | S54329-F44-A1 | SLSPSWR-NA SPK/ST,WALL,RED,NO-TXT,AMBER | 159.18 | 212 | L3 | 2 | LB | MX
SLSPSWW-NA | S54329-F44-A2 | SLSPSWW-NA SPK/ST,WALL,WHT,NO-TXT,AMBER | 119.39 | 159 | L3 | 2 | LB | MX
SLSPSWR-ALA | S54329-F45-A1 | SLSPSWR-ALA SPK/ST,WALL,RED,ALERT,AMBER | 159.18 | 212 | L3 | 2 | LB | MX
SLSPSWW-ALA | S54329-F45-A2 | SLSPSWW-ALA SPK/ST,WALL,WHT,ALERT,AMBER | 159.18 | 212 | L3 | 2 | LB | MX
SLSPSWW-AL | S54329-F46-A1 | SLSPSWW-AL SPK/ST,WALL,WHT,ALERT | 145.38 | 194 | L3 | 2 | LB | MX
SLSPSWR-AL | S54329-F46-A2 | SLSPSWR-AL SPK/ST,WALL,RED,ALERT | 145.38 | 194 | L3 | 2 | LB | MX
SLSPSWW-N | S54329-F47-A1 | SLSPSWW-N SPK/ST,WALL,WHT,NO-TXT | 145.38 | 194 | L3 | 2 | LB | MX
SLSPSWR-N | S54329-F47-A2 | SLSPSWR-N SPK/ST,WALL,RED,NO-TXT | 145.38 | 194 | L3 | 2 | LB | MX
SLSPSWW-M | S54329-F67-A1 | SLSPSWW-M SPK/ST,WALL,WHT,EMGCY | 145.38 | 194 | L3 | 2 | LB | MX
SLSPSWR-M | S54329-F67-A2 | SLSPSWR-M SPK/ST,WALL,RED,EMGCY | 145.38 | 194 | L3 | 2 | LB | MX
SLSPWR-F | S54329-F38-A1 | SLSPWR-F SPK,WALL,RED | 58.36 | 78 | L3 | 1.6 | LB | MX
SLSPWW-F | S54329-F38-A2 | SLSPWW-F SPK,WALL,WHT | 58.36 | 78 | L3 | 1.6 | LB | MX
SLSPWW-AL | S54329-F39-A1 | SLSPWW-AL SPK,WALL,WHT,ALERT | 92.32 | 123 | L3 | 1.6 | LB | MX
SLSPWR-AL | S54329-F39-A2 | SLSPWR-AL SPK,WALL,RED,ALERT | 92.32 | 123 | L3 | 1.6 | LB | MX
SLSPWR-N | S54329-F40-A1 | SLSPWR-N SPK,WALL,RED,NO-TXT | 60.49 | 81 | L3 | 1.6 | LB | MX
SLSPWW-N | S54329-F40-A2 | SLSPWW-N SP,WALL,WHT,NO-TXT | 60.49 | 81 | L3 | 1.6 | LB | MX
LFSBB-R | S54329-A9-A1 | Low Frequency Sounder Surface Backbox - Red | 24.98 | 33 | L3 | 0.553 | LB | CN
LFSBB-W | S54329-A10-A1 | Low Frequency Sounder Surface Backbox - White | 24.98 | 33 | L3 | 0.569 | LB | CN
SL-Series Ceiling Mount Speakers and Speaker/Strobes
SLSPSCW-F | S54329-F42-A1 | SLSPSCW-F SPK/ST,CLG,WHT,FIRE | 137.96 | 184 | L3 | 1.75 | LB | MX
SLSPSCR-F | S54329-F42-A2 | SLSPSCR-F SPK/ST,CLG,RED,FIRE | 137.96 | 184 | L3 | 1.75 | LB | MX
SLSPSCW-AL | S54329-F49-A1 | SLSPSCW-AL SPK/ST,CLG,WHT,ALERT | 145.38 | 194 | L3 | 1.75 | LB | MX
SLSPSCR-AL | S54329-F49-A2 | SLSPSCR-AL SPK/ST,CLG,RED,ALERT | 145.38 | 194 | L3 | 1.75 | LB | MX
SLSPSCW-A | S54329-F66-A1 | SLSPCW-A SPK/ST,CLG,WHT,AGENT | 119.39 | 159 | L3 | 1.75 | LB | MX
SLSPSCR-A | S54329-F66-A2 | SLSPSCR-A SPK/ST,CLG,RED,AGENT | 119.39 | 159 | L3 | 1.75 | LB | MX
SLSPSCW-ALA | S54329-F52-A1 | SLSPSCW-ALA SPK/ST,CLG,WHT,ALERT,AMBER | 159.18 | 212 | L3 | 1.75 | LB | MX
SLSPSCR-ALA | S54329-F52-A2 | SLSPSCR-ALA SPK/ST,CLG,RED,ALERT,AMBER | 159.18 | 212 | L3 | 1.75 | LB | MX
SLSPSCW-NA | S54329-F53-A1 | SLSPSCW-NA SPK/ST,CLG,WHT,NO-TXT,AMBER | 159.18 | 212 | L3 | 1.75 | LB | MX
SLSPSCR-NA | S54329-F53-A2 | SLSPSCR-NA SPK/ST,CLG,RED,NO-TXT,AMBER | 119.39 | 159 | L3 | 1.75 | LB | MX
SLSPSCW-N | S54329-F68-A1 | SLSPSCW-N SPK/ST,CLG,WHT,NO-TEXT,CLR | 144.9 | 193 | L3 | 2 | LB | MX
SLSPSCR-N | S54329-F68-A2 | SLSPSCR-N SPK/ST,CLG,RED,NO-TEXT,CLR | 144.9 | 193 | L3 | 2 | LB | MX
SLSPCW-F | S54329-F41-A1 | SLSPCW-F SPK,CLG,WHT,FIRE | 58.36 | 78 | L3 | 1.75 | LB | MX
SLSPCR-F | S54329-F41-A2 | SLSPCR-F SPK,CLG,RED,FIRE | 58.36 | 78 | L3 | 1.75 | LB | MX
SLSPCR-AL | S54329-F50-A1 | SLSPCR-AL SPK,CLG,RED,ALERT | 92.32 | 123 | L3 | 1.75 | LB | MX
SLSPCW-AL | S54329-F50-A2 | SLSPCW-AL SPK,CLG,WHT,ALERT | 92.32 | 123 | L3 | 1.75 | LB | MX
SLSPCW-A | S54329-F65-A2 | SLSPCW-A SPK,CLG,WHT,AGENT | 69.24 | 92 | L3 | 1.75 | LB | MX
SLSPCR-N | S54329-F51-A1 | SLSPCR-N SPK,CLG,RED,NO-TXT | 60.49 | 81 | L3 | 1.75 | LB | MX
SLSPCW-N | S54329-F51-A2 | SLSPCW-N SPK,CLG,WHT,NO-TXT | 60.49 | 81 | L3 | 1.75 | LB | MX
Backboxes
SLESB-KIT-R | S54329-F64-A1 | SLESB-KIT-R SINGLE GANG PLATE,RED | 8.49 | 11 | L3 | 0.2 | LB | CN
SLESB-KIT-W | S54329-F64-A2 | SLESB-KIT-W SINGLE GANG PLATE,WHT | 8.49 | 11 | L3 | 0.2 | LB | CN
SLSBBR | S54329-F21-A1 | SLSBBR BACKBOX,RED | 15.92 | 21 | L3 | 0.5 | LB | CN
SLSBBW | S54329-F21-A2 | SLSBBW BACKBOX,WHITE | 15.92 | 21 | L3 | 0.5 | LB | CN
SLSPBBCR | S54329-F55-A1 | SLSPBBCR BACKBOX,SPK,CLG,RED,SURF | 23.35 | 31 | L3 | 0.75 | LB | CN
SLSPBBCW | S54329-F55-A2 | SLSPBBCW BACKBOX,SPK,CLG,WHT,SURF | 23.35 | 31 | L3 | 0.75 | LB | CN
NOTIFICATION APPLIANCES FOR MASS NOTIFICATION APPLICATIONS
STANDALONE STROBE APPLIANCES - AMBER LENS
ST-AMC-RETRO-W-MNS | S54301-Z77-A1 | MNS Amber Strobe multi CD wall white RETRO PLATE - ALERT | 157.38 | 210 | L3 | 1 | LB | US
ST-AMC-RETRO-R-MNS | S54301-Z87-A1 | MNS Amber Strobe multi CD wall Red RETRO PLATE - ALERT | 157.38 | 210 | L3 | 1 | LB | US
STANDALONE STROBE APPLIANCES - CLEAR LENS
ST-CMC-RETRO-W-MNS | S54301-Z97-A1 | MNS Clear Strobe multi CD wall white RETRO PLATE - ALERT | 123.83 | 165 | L3 | 1 | LB | US
ST-CMC-RETRO-R-MNS | S54301-Z107-A1 | MNS Clear Strobe multi CD wall Red RETRO PLATE - ALERT | 123.83 | 165 | L3 | 1 | LB | US
SPEAKER/STROBE APPLIANCES - AMBER LENS
SET-AMC-W-MNS-ALRT | S54301-Z75-A1 | MNS Amber Speaker Strobe multi CD Wall White - ALERT | 240 | 320 | L3 | 1 | LB | US
SET-AMC-CW-MNS-ALR | S54301-Z76-A1 | MNS Amber Speaker Strobe multi CD Ceiling White - ALERT | 240 | 320 | L3 | 1 | LB | US
SET-AMC-R-MNS-ALRT | S54301-Z85-A1 | MNS Amber Speaker Strobe multi CD Wall Red - ALERT | 188.93 | 252 | L3 | 1 | LB | US
SET-AMC-CR-MNS-ALR | S54301-Z86-A1 | MNS Amber Speaker Strobe multi CD Ceiling Red - ALERT | 240 | 320 | L3 | 1 | LB | US
SPEAKER/STROBE APPLIANCES - CLEAR LENS
SET-CMC-W-MNS-ALRT | S54301-Z95-A1 | MNS Clear Speaker Strobe multi CD Wall White - ALERT | 188.93 | 252 | L3 | 1 | LB | US
SET-CMC-CW-MNS-ALR | S54301-Z96-A1 | MNS Clear Speaker Strobe multi CD Ceiling White - ALERT | 188.93 | 252 | L3 | 1 | LB | US
SET-CMC-R-MNS-ALRT | S54301-Z105-A1 | MNS Clear Speaker Strobe multi CD Wall Red - ALERT | 188.93 | 252 | L3 | 1 | LB | US
SET-CMC-CR-MNS-ALR | S54301-Z106-A1 | MNS Clear Speaker Strobe multi CD Ceiling Red - ALERT | 188.93 | 252 | L3 | 1 | LB | US
POWER SUPPLIES AND BOOSTERS -----------------------------------------------------------------------------------------------------------------------------------------------
PAD-3
PAD-3 | 599-699189 | P/S NAC EXT 6 AMPS | 853.72 | 1138 | L3 | 15 | LB | MY
PAD-3R | 599-699190 | RED P/S NAC EXT | 853.72 | 1138 | L3 | 11.9 | LB | MY
PAD-3-MB | 500-699080 | MAIN BOARD ONLY FOR PAD-3 | 716.27 | 955 | L3 | 2.741 | LB | MY
PAD-3-UK | 500-648449 | PAD-3-UK UPGRADE KIT - Revision 2.202 | 33.1 | 44 | L3 | 0.047 | LB | US
EN-PAD | 310-099073 | BLACK ENCLOSURE FOR PAD-3 | 188.73 | 252 | L3 | 9.313 | LB | CN
EN-PADR | 310-099150 | RED ENCLOSURE FOR PAD-3 | 197.55 | 263 | L3 | 9.412 | LB | CN
PAD-4
PAD-4-6A | S54339-A1-A1 | Complete 6 amp PAD-4 kit (enclosure, board, 170W power supply) | 917.55 | 1223 | L3 | 12 | LB | US
PAD-4-6A-CLSA | S54339-A2-A1 | Complete 6 amp PAD-4 kit with Class A adapter | 1016.02 | 1355 | L3 | 12.5 | LB | US
PAD-4-9A | S54339-A3-A1 | Complete 9 amp PAD-4 kit (enclosure, board, 300W power supply) | 1193.46 | 1591 | L3 | 32 | LB | US
PAD-4-9A-CLSA | S54339-A4-A1 | Complete 9 amp PAD-4 kit with Class A adapter | 1291.93 | 1723 | L3 | 31.5 | LB | US
PAD-4-MB | 500-650217 | PAD-4 NAC expander main board | 652.45 | 870 | L3 | 1.744 | LB | US
PAD-4-ENCL | 500-050081 | PAD-4 NAC expander enclosure | 180.7 | 241 | L3 | 10.813 | LB | US
PAD-4-CLSA | 500-850254 | PAD-4 NAC expander Class A adapter card | 98.47 | 131 | L3 | 0.169 | LB | CN
S3AP | 500-650257 | PAD-4 NAC expander adapter plate for System 3 enclosure | 104.96 | 140 | L3 | 2.306 | LB | US
PAD-4-LUA | S54389-C1-A1 | PAD-4 NAC expander Laptop Upload Adapter | 95.22 | 127 | L3 | 0.212 | LB | US
PAD4-BATT-BRKT | S54430-B4-A1 | Battery bracket for seismic certification | 127.68 | 170 | L3 | 1.509 | LB | US
FP2011-U1 | 500-450222 | Power Supply (170 W) | 330.88 | 441 | L3 | 2.919 | LB | CN
FP2012-U1 | S54400-Z60-A1 | 300W power supply | 378.62 | 505 | L3 | 3.413 | LB | CN
PAD-5
PAD5-6A | S54339-A15-A1 | Complete 6A PAD-5 Kit | 1314.65 | 1753 | L3 | 15 | LB | MX
PAD5-6A-R | S54339-A16-A1 | Complete 6A PAD-5 Red Kit | 1314.65 | 1753 | L3 | 15 | LB | MX
PAD5-9A | S54339-A17-A1 | Complete 9A PAD-5 Kit | 1545.12 | 2060 | L3 | 7.711 | LB | MX
PAD5-9A-R | S54339-A18-A1 | Complete 9A PAD-5 Red Kit | 1545.12 | 2060 | L3 | 17 | LB | MX
PAD-5-MB | S54339-A5-A1 | PAD-5 address NAC expander MB | 1087.42 | 1450 | L3 | 2 | LB | MX
PAD-5-CLSA | S54339-A6-A1 | PAD-5 address NAC expd class | 386.28 | 515 | L3 | 1 | LB | MX
PAD-5-CDC | S54339-A7-A1 | PAD-5 address NAC expn conv | 473.93 | 632 | L3 | 1 | LB | MX
PAB-ENCL | S54339-A8-A1 | PAD & AMP BOOSTER ENCL 1HU BLK | 295.58 | 394 | L3 | 20 | LB | US
PAB-ENCL-R | S54339-A9-A1 | PAD & AMP BSTR ENCL 1HU RED | 355.16 | 474 | L3 | 20 | LB | US
PAB2-ENCL | S54339-A10-A1 | PAD & AMP BOOSTER ENCL 2HU BLK | 533.05 | 711 | L3 | 42 | LB | US
PAB2-ENCL-R | S54339-A11-A1 | PAD & AMP BSTR ENCL 2HU RED | 558.64 | 745 | L3 | 42 | LB | US
P3AP | S54339-A12-A1 | PAD-3 ADAPTER PLATE | 105.02 | 140 | L3 | 3 | LB | US
P4AP | S54339-A13-A1 | PAD-4 ADAPTER PLATE | 119.34 | 159 | L3 | 3 | LB | US
BAAP | S54339-A14-A1 | Booster Amp Adapter Plate | 103.88 | 139 | L3 | 3 | LB | US
FP2011-U1 | 500-450222 | Power Supply (170 W) | 330.88 | 441 | L3 | 2.919 | LB | CN
FP2012-U1 | S54400-Z60-A1 | 300W power supply | 378.62 | 505 | L3 | 3.413 | LB | CN
Booster Amplifier
Booster Kits
EBA2001-U1 | S54400-B140-A1 | Booster amplifier (100W, bl) Kit consisting of a booster amplifier main board (EBA2004-A1), a black enclosure (FH2016-U1) and a 170W power supply (FP2011-U1) | 2880.07 | 3840 | L3 | 3 | LB | CN
EBA2001-R1 | S54400-B141-A1 | Booster amplifier (100W, red) Kit consisting of a booster amplifier main board (EBA2004-A1), a red enclosure (FH2016-R1) and a 170W power supply (FP2011-U1) | 2880.07 | 3840 | L3 | 3 | LB | CN
Booster Parts
EBA2004-A1 | S54400-B137-A1 | Booster amplifier main board(100W) Main board of an EBA2001 booster amplifier. Consists of a single board with two 50 Watt amplifiers, an integral battery charger, and removable terminal blocks for all field wiring. | 2033.55 | 2711 | L3 | 3.772 | LB | CN
FH2016-U1 | S54400-B138-A1 | Housing for EBA2001 (black) Black enclosure for an EBA2001 booster amplifier. Capable of housing a single EBA2004 main board, a single FP2011-U1 power supplly, and up to 33 AH batteries. | 531.46 | 709 | L3 | 26.237 | LB | CN
FH2016-R1 | S54400-B136-A1 | Housing for EBA2001 (red) Red enclosure for an EBA2001 booster amplifier. Capable of housing a single EBA2004 main board, a single FP2011-U1 power supplly, and up to 33 AH batteries. | 531.46 | 709 | L3 | 25.999 | LB | CN
FHA2044-U1 | S54400-B167-A1 | Battery Fixing Bracket for EBA2001 Optional bracket used to secure 33 AH batteries in an FH2016 enclosure to meet seismic approval. | 124.11 | 165 | L3 | 0.386 | LB | CN
FP2011-U1 | 500-450222 | Power Supply (170 W) Connects to 120/240VAC, and provides 170 Watts of DC power to the EBA2004-A1 Booste Amplfier main board. | 330.88 | 441 | L3 | 2.919 | LB | CN
FHA2054-U1 | S54400-B58-A1 | FHA2054 Audio Transformer Kit | 136.33 | 182 | L3 | 0.013 | LB | CN
VESDA -----------------------------------------------------------------------------------------------------------------------------------------------------------------------------------
LASERFOCUS
VLF-250 | 500-649920 | VLF-250 LASER FOCUS DETECTOR | 3510.96 | 4681 | L3 | 10 | LB | MY
VLF-500 | 500-650635 | VLF-500 LASER FOCUS DETECTOR | 4645.04 | 6193 | L3 | 10 | LB | MY
VSP-722 | S54333-F58-A1 | VLF-250 Aspirator Assembly (1 fan) | 810.06 | 1080 | L3 | 0.71 | LB | MY
VLI
VRT-Q00 | S54333-F44-A1 | Remote Display, VLI, 7 Relays | 2395.37 | 3194 | L3 | 0.46 | LB | MY
VRT-T00 | S54333-F45-A1 | Remote Display, VLI, no Relays | 2239.88 | 2987 | L3 | 0.35 | LB | MY
VSP-030 | S54333-F53-A1 | VLI Intelligent Filter Spare Part | 769.82 | 1026 | L3 | 0.46 | LB | MY
VSP-031 | S54333-F54-A1 | VLI Secondary Filter Spare Part | 192.46 | 257 | L3 | 0.38 | LB | MY
VSP-032 | S54333-F55-A1 | VLI Aspirator Spare Part | 964.45 | 1286 | L3 | 0.74 | LB | MY
VSP-033 | S54333-F56-A1 | VLI Chamber Assembly Spare Part | 2696.55 | 3595 | L3 | 0.6 | LB | MY
VSP-034 | S54333-F57-A1 | VLI VESDAnet Interface Card | 1156.91 | 1543 | L3 | 1.2 | LB | MY
VLI-880 | S54333-F73-A1 | Laser Industrial w/Relays | 11198.54 | 14931 | L3 | 6.2 | LB | MY
VLI-885 | S54333-F74-A1 | Laser Industrial w/Relays and network card | 12217.71 | 16290 | L3 | 6.4 | LB | MY
VESDA E
VEU-A00 | S54333-F1-A1 | VEU with LEDs | 13735.37 | 18314 | L3 | 4.1 | LB | MY
VEU-A10 | S54333-F32-A1 | VEU with 3.5" Display | 15172.18 | 20230 | L3 | 4.9 | LB | MY
VEP-A00-P | S54333-Z28-A1 | VEP with LEDs | 9611.82 | 12816 | L3 | 3.8 | LB | MY
VEP-A10-P | S54333-Z29-A1 | VEP with 3.5" Display | 10669.47 | 14226 | L3 | 4 | LB | MY
VEP-A00-1P | S54333-Z30-A1 | VEP WITH LEDs, 1 PIPE | 6582.79 | 8777 | L3 | 3.8 | LB | MY
VES-A00-P | S54333-Z34-A1 | E Series Scanner with LED display and relays. Replaces VESDA Laser Scanner. Check for availability. | 14660.26 | 19547 | L3 | 5.4 | LB | MY
VES-A10-P | S54333-Z35-A1 | E Series Scanner with 3.5" LCD display and relays. Replaces VESDA Laser Scanner. Check for availability. | 16018.08 | 21357 | L3 | 5.6 | LB | MY
VSW-600 | S54333-F47-A1 | Remote Notification - Email/SMS Support (per PC) | 4204.42 | 5606 | L3 | 0.1 | LB | MY
VEA-040-A00 | S54333-Z1-A1 | VESDA-E VEA-40 Aspirating Smoke Detector with LEDs | 12890.78 | 17188 | L3 | 3.5 | LB | MY
VEA-040-A10 | S54333-Z2-A1 | VESDA-E VEA-40 Aspirating Smoke Detector with 3.5” Display | 14267.48 | 19023 | L3 | 3.8 | LB | MY
VEA-A40-40-STX | S54333-Z3-A1 | VESDA-E VEA 40-Relay Local StaX | 3425.38 | 4567 | L3 | 2.8 | LB | MY
VSP-990-330 | S54333-Z4-A1 | Xtralis 6mm Microbore Tube, UL listed and labeled for plenum use, meets NFPA 72 sampling tube labeling requirements: “Aspirated Sampling Tubing for Fire Detection Use – Do not Disturb or Paint,” each roll is individually serialized for ease of identification and have footage markers every 3 feet for ease of measurement. Xtralis microbore tubing has been tested for smoke transmission, do not substitute. Sold in 330 ft roll, Price shown is per roll. | 197.31 | 263 | L3 | 7 | LB | MY
VSP-991 | S54333-Z5-A1 | Xtralis 4mm Microbore Tube, UL listed and labeled for plenum use, meets NFPA 72 sampling tube labeling requirements: “Aspirated Sampling Tubing for Fire Detection Use – Do not Disturb or Paint,” each roll is individually serialized for ease of identification and have footage markers every 3 feet for ease of measurement. Xtralis microbore tubing has been tested for smoke transmission, do not substitute. Enter quantity in in linear feet required. Sold in 500 ft roll, Price shown is per roll. | 503.88 | 672 | L3 | 3.5 | LB | MY
VSP-980-W | S54333-Z6-A1 | VESDA-E VEA Standard Sampling Point (white) for 6mm Tube | 25.6 | 34 | L3 | 0.15 | LB | MY
VSP-981-W | S54333-Z7-A1 | VESDA-E VEA Standard Sampling Point (white) for 4mm Tube | 25.6 | 34 | L3 | 0.15 | LB | MY
VSP-980-W22 | S54333-Z8-A1 | VESDA-E VEA Standard Sampling Point (white) for 6mm Tube. Sold in pack of 22. Price shown per pack | 503.88 | 672 | L3 | 1 | LB | MY
VSP-981-W22 | S54333-Z9-A1 | VESDA-E VEA Standard Sampling Point (white) for 4mm Tube. Sold in pack of 22. Price shown per pack | 503.88 | 672 | L3 | 1 | LB | MY
VSP-982-W | S54333-Z10-A1 | VESDA-E VEA 6mm Surface Mount Sampling Point (White) | 25.46 | 34 | L3 | 0.15 | LB | MY
VSP-982-B | S54333-Z11-A1 | VESDA-E VEA 6mm Surface Mount Sampling Point (Black) | 33.95 | 45 | L3 | 0.15 | LB | MY
VSP-982-W22 | S54333-Z12-A1 | VESDA-E VEA 6mm Surface Mount White Sampling Point (White), pack of 22 | 503.88 | 672 | L3 | 1 | LB | MY
VSP-982-B22 | S54333-Z13-A1 | VESDA-E VEA 6mm Surface Mount Sampling Point (Black), pack of 22 | 836.97 | 1116 | L3 | 1 | LB | MY
VSP-998 | S54333-Z15-A1 | VESDA-E VEA Blanking Plug 6mm. Sold in pack of 50. Price shown per pack | 115.63 | 154 | L3 | 0.5 | LB | MY
VSP-1000 | S54333-Z16-A1 | VESDA-E VEA 6mm to 4mm Reducer. Sold in pack of 10. Price shown per pack | 197.31 | 263 | L3 | 0.5 | LB | MY
VSP-1001 | S54333-Z17-A1 | VESDA-E VEA 6mm to 6mm Joiner Straight. Sold in pack of 10. Price shown per pack | 106.08 | 141 | L3 | 0.42 | LB | MY
VSP-1002 | S54333-Z18-A1 | VESDA-E VEA 4mm to 4mm Joiner Straight. Sold in pack of 10. Price shown per pack | 136.84 | 182 | L3 | 0.38 | LB | MY
VSP-1003 | S54333-Z19-A1 | VESDA-E VEA 6mm to 6mm Joiner Right Angle. Sold in pack of 10. Price shown per pack | 115.63 | 154 | L3 | 0.3 | LB | MY
VSP-1004 | S54333-Z20-A1 | VESDA-E VEA 4mm to 4mm Joiner Right Angle. Sold in pack of 10. Price shown per pack | 161.24 | 215 | L3 | 0.3 | LB | MY
VSP-960 | S54333-Z21-A1 | VESDA-E VEU Mounting Bracket | 88.05 | 117 | L3 | 0.52 | LB | MY
VSP-961 | S54333-Z22-A1 | VESDA-E VEU Imperial Pipe Adaptor (for exhaust) | 81.68 | 109 | L3 | 0.15 | LB | MY
VSP-962 | S54333-Z23-A1 | VESDA-E VEU Filter | 194.13 | 259 | L3 | 0.25 | LB | MY
VSP-963 | S54333-Z24-A1 | VESDA-E VEU Replacement (spare part)Aspirator | 1111.72 | 1482 | L3 | 0.33 | LB | MY
VSP-964 | S54333-Z25-A1 | VESDA-E VEU Replacement (spare part) Smoke Detection Chamber | 3649.15 | 4866 | L3 | 0.24 | LB | MY
VRT-X00 | S54333-Z26-A1 | VESDA-E Analytics Relay Module | 1685.61 | 2247 | L3 | 0.95 | LB | MY
VSP-965 | S54333-Z27-A1 | VESDA-E VEU Sampling Module | 887.89 | 1184 | L3 | 1.2 | LB | MY
VPS-VEA-115UL | S54333-Z31-A1 | VESDA-E VEA Power Supply StaX (UL), 115VAC | 1696.22 | 2262 | L3 | 8 | LB | MY
VPS-VEA-230UL | S54333-Z32-A1 | VESDA-E VEA Power Supply StaX (UL), 230VAC | 1696.22 | 2262 | L3 | 8 | LB | MY
VESDA XAS
XAS-1-US-SIE | S54331-Z2-A1 | XAS-1 US SINGLE-ZONE AIR SAMPLING UNIT, with Siemens Base installed & Baffles | 1924.72 | 2566 | L3 | 3.5 | LB | MY
XAS-2-US-SIE | S54331-Z3-A1 | XAS-2 US DUAL-ZONE AIR SAMPLING UNIT, with Siemens Base installed & Baffles | 2354.65 | 3140 | L3 | 4.2 | LB | MY
LF-42249 | S54331-Z6-A1 | 50 ft (15m) FLEXIBLE SINGLE-CORE TUBING | 169.3 | 226 | L3 | 3.4 | LB | US
LF-42250 | S54331-Z7-A1 | 25 ft (7.5m) FLEXIBLE SINGLE-CORE TUBING | 150.37 | 200 | L3 | 3.4 | LB | US
LF-42285 | S54331-Z8-A1 | SINGLE ZONE KIT - INCLUDES (1) 18" TWO-HOLE METAL SAMPLING TUBE AND (1) EXHAUST TUBE | 37.87 | 50 | L3 | 0.75 | LB | US
LF-42286 | S54331-Z9-A1 | SINGLE ZONE KIT - INCLUDES (1) 36" THREE-HOLE METAL SAMPLING TUBE AND (1) EXHAUST TUBE | 56.8 | 76 | L3 | 1.2 | LB | US
LF-42287 | S54331-Z10-A1 | SINGLE ZONE KIT - INCLUDES (1) 60" FOUR-HOLE METAL SAMPLING TUBE AND (1) EXHAUST TUBE | 79.08 | 105 | L3 | 2 | LB | US
LF-42288 | S54331-Z11-A1 | DUAL ZONE KIT - INCLUDES (2) 18" TWO-HOLE METAL SAMPLING TUBE AND (1) EXHAUST TUBE | 71.28 | 95 | L3 | 1.25 | LB | US
LF-42289 | S54331-Z12-A1 | DUAL ZONE KIT - INCLUDES (2) 36" THREE-HOLE METAL SAMPLING TUBE AND (1) EXHAUST TUBE | 112.5 | 150 | L3 | 1.8 | LB | US
LF-42290 | S54331-Z13-A1 | DUAL ZONE KIT - INCLUDES (2) 60" FOUR-HOLE METAL SAMPLING TUBE AND (1) EXHAUST TUBE | 158.16 | 211 | L3 | 4.3 | LB | US
LF-42241 | S54331-Z14-A1 | Single-zone Sampling kit - includes tube mounting plate, compression fittings, adaptors , elbows and reducers. | 248.38 | 331 | L3 | 1.5 | LB | US
LF-42243 | S54331-Z15-A1 | Dual-zone Sampling kit - includes (3) tube mounting plates, compression fittings, adaptors, elbows and reducers. | 339.73 | 453 | L3 | 3 | LB | US
LF-42282 | S54331-Z16-A1 | Single-zone Water Trap kit - includes 3/4" CPVC pipe, fittings and ball valve to provide water trap function on installations which are subject to high humidity and/or condensation. For use with Model XAS-1-US. | 197.15 | 263 | L3 | 3 | LB | US
LF-42283 | S54331-Z17-A1 | Dual-zone Water Trap kit - includes 3/4" CPVC pipe, fittings and ball valve to provide water trap function on installations which are subject to high humidity and/or condensation. For use with Model XAS-2-US. | 272.9 | 364 | L3 | 4 | LB | US
02-FL53 | S54331-Z18-A1 | XAS Inlet air filter (package of 10, Model 80-0020-0 filters). Replacement air filter package of qty. 10 Model 80-0020-0 filters | 138.11 | 184 | L3 | 0.5 | LB | MY
06-0000 | S54331-Z19-A1 | Blanking Baffle (qty. 10 baffles per pkg.) | 183.79 | 245 | L3 | 0.3 | LB | MY
06-SE10 | S54331-Z20-A1 | Siemens Model HFP-11 Baffle (qty. 10 baffles per pkg.) | 183.79 | 245 | L3 | 0.3 | LB | MY
VPS-100US-120 | 500-699810 | VPS-100US-120 P/S UNIT | 1063.4 | 1418 | L3 | 0.4 | LB | US
OSID (OPEN-AREA SMOKE IMAGING DETECTOR) BY XTRALIS
OSI-10 | S54333-F19-A1 | IMAGER - 7° COVERAGE | 1312.49 | 1750 | L3 | 1 | LB | MY
OSI-90 | S54333-F22-A1 | IMAGER - 80° COVERAGE | 1360.09 | 1813 | L3 | 1 | LB | MY
OSE-SP-01 | S54333-F23-A1 | EMITTER - STANDARD POWER. Include the OSID emitter and Alkaline battery | 638.39 | 851 | L3 | 1 | LB | MY
OSE-SPW | S54333-F25-A1 | EMITTER - STANDARD POWER WIRED | 638.39 | 851 | L3 | 1 | LB | MY
OSE-HPW | S54333-F26-A1 | EMITTER - HIGH POWER WIRED | 1403.38 | 1871 | L3 | 1 | LB | MY
OSP-001 | S54333-F29-A1 | OSID CABLE AT 5' (1.5m) | 170.96 | 228 | L3 | 0.25 | LB | MY
OSP-002 | S54333-F30-A1 | LASER ALIGNMENT TOOL | 171.9 | 229 | L3 | 0.5 | LB | MY
VKT-301 | S54333-F31-A1 | OSID DEMO KIT - INCLUDES (2) OSP-SPW (1) OSI-90 (1) OSID-INST | 6281.1 | 8375 | L3 | 15 | LB | MY
OSID-INST | S54333-F27-A1 | OSID INSTALL KIT - INCLUDES (1) OSP-002 (1) TEST FILTER (1) OSP-001 (1) CLEANING CLOTH (1) INSTALLATION MANUAL | 1006.27 | 1342 | L3 | 1 | LB | MY
OSE-ACF | S54333-F65-A1 | Anti-condensation film for Emitter - 10 units | 288.9 | 385 | L3 | 2.1 | LB | MY
OSEH-ACF | S54333-F66-A1 | Anti-condensation film for OSID-EH housings - 10 units | 1103.66 | 1472 | L3 | 2.1 | LB | MY
OSE-RBA | S54333-F67-A1 | Emitter spare battery Alkaline | 135.25 | 180 | L3 | 0.28 | LB | MY
OSID-EHE | S54333-F69-A1 | Emitter Environmental Housing | 364.63 | 486 | L3 | 0.5 | LB | MY
OSID-EHI | S54333-F70-A1 | Imager Environmental Housing | 471.83 | 629 | L3 | 0.54 | LB | MY
OSID-WG | S54333-F71-A1 | Wire Guard | 109.68 | 146 | L3 | 0.47 | LB | MY
POWER SUPPLIES AND COMPONENTS
VPS-100US-120 | 500-699810 | VPS-100US-120 P/S UNIT | 1063.4 | 1418 | L3 | 0.4 | LB | US
VPS-100US-220 | 500-699811 | VPS-100US-220 P/S UNIT | 1065.57 | 1421 | L3 | 0.4 | LB | US
VPS-300US-120 | 500-699812 | VPS-300US-120 P/S UNIT | 1724.49 | 2299 | L3 | 0.4 | LB | US
VPS-300US-220 | 500-699813 | VPS-300US-220 P/S UNIT | 1749.5 | 2333 | L3 | 0.4 | LB | US
VPS-400US-48 | 500-699814 | VPS-400US-48 P/S UNIT | 2456.26 | 3275 | L3 | 0.4 | LB | US
VBT-012 | 500-699815 | VBT-012 BATTERY 12V-12A-HR | 257.7 | 344 | L3 | 0.4 | LB | US
VBC-001 | 500-699816 | VBC-001 BATTERY CABINET | 539.31 | 719 | L3 | 0.4 | LB | US
REMOTE MOUNT CONFIGURATION (19" SUB RACK)
VSR-0000 | 500-699838 | REMOTE 19" SUB RACK WITH 4 BLANK PLATES (MODULES AND TERMINATION CARD NOT INCLUDED) | 1198.7 | 1598 | L3 | 0.4 | LB | MY
VRE-100 | 500-699899 | SUB RACK ENCLOSURE. GLASS DOOR FOR 19" SUB RACK. FITS UP TO 3 RACKS OR 2 RACKS WITH VESDA POWER SUPPLY - PURCHASED SEPARATELY - SEE POWER SUPPLY SECTION | 1622.29 | 2163 | L3 | 0.4 | LB | MY
VRT-100 | 500-699829 | Programmer. Includes remote termination card. No Relays. | 2187.26 | 2916 | L3 | 0.4 | LB | MY
VRT-200 | 500-699830 | Display, VLP, with a remote termination card. Equipped with 7 Relays. | 2368.18 | 3158 | L3 | 0.4 | LB | MY
VRT-600 | 500-699831 | Display, VLP, with a remote termination card. No Relays. | 2113.47 | 2818 | L3 | 0.4 | LB | MY
VRT-V00 | 500-650647 | Display, VLF, with a remote termination card. Equipped with 7 Relays. | 2738.96 | 3652 | L3 | 5 | LB | MY
VRT-400 | 500-699832 | Display, VLS, with a remote termination card. Equipped with 7 Relays. | 2408.42 | 3211 | L3 | 0.4 | LB | MY
VRT-800 | 500-699834 | Display, VLS, with a remote termination card. Equipped with 12 Relays. | 2731.35 | 3642 | L3 | 0.4 | LB | MY
VRT-300 | 500-699835 | VESDAnet SOCKET | 1321.1 | 1761 | L3 | 0.4 | LB | MY
VRT-500 | 500-699836 | REMOTE TERMINATION AND RELAY PROCESSOR CARD, W/ BLANK PLATE, CARD, IN REMOTE MOUNTING BOX LaserCOMPACT (WITH 7 RELAYS FOR LaserPlus | 1923.47 | 2565 | L3 | 0.4 | LB | MY
VRT-900 | 500-699837 | REMOTE TERMINATION AND RELAY PROCESSOR CARD, WITH BLANK PLATE IN REMOTE MOUNTING BOX (WITH 12 RELAYS FOR LaserSCANNER) | 2355.13 | 3140 | L3 | 0.4 | LB | MY
VRT-S07 | 500-650648 | VESDA SYSTEM RELAY MODULE. UNIVERSAL NETWORK MODULE WITH 7 PROGRAMMABLE RELAYS | 1724.49 | 2299 | L3 | 3 | LB | MY
VRT-A10 | 500-650649 | VESDA ANALOG OUTPUT MODULE | 2260.54 | 3014 | L3 | 3 | LB | MY
PC LINK (HIGH LEVEL INTERFACE)
VHX-0200 | 500-699839 | PC-LINK HLI, SLIDING WINDOWS, RS232 INTERFACE. THE VHX-200 DOES NOT HAVE MODEM CAPABILITIES | 2187.69 | 2917 | L3 | 0.4 | LB | MY
VHH-100 | 500-699843 | HAND HELD PROGRAMMER -INCLUDES LEADS | 2444.29 | 3259 | L3 | 0.4 | LB | MY
CPY-HLICABLE | 500-699911 | CPY-HLICABLE REPLACES CPY-HLI | 141.36 | 188 | L3 | 8 | LB | MY
VIC-010 | 500-649921 | VIC-010 VESDAnet INTERFACE (VN Card) - FOR RANGE OF VESDA LASER FOCUS VLF SMOKE DETECTORS WITH A CHOICE OF 3rd RELAY OR 24V | 968.81 | 1292 | L3 | 0.5 | LB | MY
VIC-020 | 500-650645 | VIC-020 VESDA MULTIFUNCTION CONTROL CARD (MCC) - INTERFACE CARD FOR THE RANGE OF VESDA LaserFOCUS (VLF) SMOKE DETECTORS | 733.95 | 979 | L3 | 5 | LB | MY
VIC-030 | 500-650646 | VIC-030 VESDA MULTIFUNCTION CONTROL CARD (MCC) - INTERFACE CARD FOR THE RANGE OF VESDA LaserFOCUS (VLF) SMOKE DETECTORS WITH A CHOICE OF 3rd RELAY, OR 24V MONITORED POWER OUTPUT (MPO) | 849.2 | 1132 | L3 | 5 | LB | MY
SOFTWARE
VSW-206 | 500-650655 | CENTRAL SITE LICENSE - PRIMARY PC | 4797.26 | 6396 | L3 | 3 | LB | MY
VSW-216 | 500-650656 | CENTRAL SITE LICENSE - SECONDARY PC | 4036.14 | 5382 | L3 | 3 | LB | MY
VSW-226 | 500-650657 | VSM3 UPGRADE - PRIMARY LICENSE | 3026.02 | 4035 | L3 | 0.001 | LB | MY
VSW-346 | 500-650658 | VESDANET NETWORK CONNECTION- 1 REQUIRED PER MONITORED VESDAnet | 1013.39 | 1351 | L3 | 5 | LB | MY
VSW-356 | 500-650659 | VESDANET DETECTOR CONNECTION - 1 REQUIRED PER MONITORED DETECTOR | 269.65 | 360 | L3 | 5 | LB | MY
VSW-366 | 500-650660 | VESDATalk/VESDAlink DETECTOR CONNECTIONS - VESDAtalk FOR USE WITH DIRECT CONNECT VLS 250 AND 500 DETECTORS. VESDAlink FOR USE WITH DIRECT CONNECT VLS-500 DETECTORS | 805.71 | 1074 | L3 | 5 | LB | MY
VSW-502 | 500-650661 | TEXT TO SPEECH - ENGLISH | 3796.63 | 5062 | L3 | 3 | LB | MY
VSW-508 | 500-650662 | TEXT TO SPEECH - SPANISH | 3775.5 | 5034 | L3 | 3 | LB | MY
VSW-202 | FREEDOWNLOAD | ASPIRE2 PIPE NETWORK DESIGN VERIFICATION TOOL SUPPORTS NEW AND EXISTING SMOKE DETECTION PRODUCTS (FREE WEB DOWNLOAD) | 0 | 0
VSW-100 | FREEDOWNLOAD | VESDA SYSTEM CONFIGURATOR (FSC) FIELD MANAGEMENT SOFTWARE PROGRAM TO SUPPORT THE VESDA SMOKE DETECTOR RANGE OF PRODUCTS(INCLUDES VESDAnet LaserFOCUS) PROVIDES AN IMPROVED AND FLEXIBLE APPROACH TO MANAGING REPLACES V-CONFIG PRODETECTORS IN THE FIELD. REPLACES V-CONFIG PRO SOFTWARE (FREE WEB DOWNLOAD) | 0 | 0
ACCESSORIES AND PARTS
VRT-000 | 500-699849 | REMOTE MOUNTING SINGLE BOX WITH ESCUTCHEOL ONLY BLANK PLATE AND TERMINATION CARD NOT INCLUDED | 325.11 | 433 | L3 | 0.4 | LB | MY
VHX-0200 | 500-699839 | PC-LINK HLI, SLIDING WINDOWS, RS232 INTERFACE. THE VHX-200 DOES NOT HAVE MODEM CAPABILITIES | 2187.69 | 2917 | L3 | 0.4 | LB | MY
VHX-0300 | 500-699840 | PC-LINK HLI, OPEN PROTOCOL RS232 INTERFACE. HAS PEER TO PEER OPERATIONS | 2190.96 | 2921 | L3 | 0.4 | LB | MY
VHX-1200 | 500-650651 | WALL-MOUNTED HLI LINKS VESDAnet WITH VESDA SYSTEM MANAGER 4(VSM4) and VESDA SYSTEM CONFIGURATOR (VSC). INCLUDES A BUILT-INVESDAnet PORT AND VESDAnet SOCKET CARD | 2629.14 | 3506 | L3 | 8 | LB | MY
VHH-100 | 500-699843 | HAND HELD PROGRAMMER -INCLUDES LEADS | 2444.29 | 3259 | L3 | 0.4 | LB | MY
VRE-100 | 500-699899 | SUB RACK ENCLOSURE. GLASS DOOR FOR 19" SUB RACK. FITS UP TO 3 RACKS OR 2 RACKS WITH VESDA POWER SUPPLY - PURCHASED SEPARATELY - SEE POWER SUPPLY SECTION | 1622.29 | 2163 | L3 | 0.4 | LB | MY
VRT-000 | 500-699849 | REMOTE MOUNTING SINGLE BOX WITH ESCUTCHEOL ONLY BLANK PLATE AND TERMINATION CARD NOT INCLUDED | 325.11 | 433 | L3 | 0.4 | LB | MY
VSR-0000 | 500-699838 | REMOTE 19" SUB RACK WITH 4 BLANK PLATES (MODULES AND TERMINATION CARD NOT INCLUDED) | 1198.7 | 1598 | L3 | 0.4 | LB | MY
VSP-000 | 500-699851 | BLANK PLATE WITH VESDA LOGO | 59.81 | 80 | L3 | 0.4 | LB | MY
VSP-300 | 500-650664 | BLANK PLATE WITHOUT VESDA LOGO | 36.54 | 49 | L3 | 3 | LB | MY
VSP-001 | 500-699852 | VSP-001 PROGRAMMER MODULE | 1750.32 | 2334 | L3 | 0.4 | LB | MY
VSP-002 | 500-699853 | VSP-002 STD DISPLAY MODULE | 1750.32 | 2334 | L3 | 0.4 | LB | MY
VSP-003 | 500-699854 | VSP-003 VESDANET SOCKET KIT | 1404.93 | 1873 | L3 | 0.4 | LB | MY
VSP-004 | 500-699855 | SCANNER DISPLAY MODULE | 1750.32 | 2334 | L3 | 0.4 | LB | MY
VSP-005 | 500-699856 | FILTER CARTRIDGE (REPLACING EVERY 2 YEARS RECOMMENDED) | 197.31 | 263 | L3 | 0.4 | LB | MY
VSP-007 | 500-699858 | "O" RELAY REMOTE TERMINATION CARD | 700.13 | 934 | L3 | 0.4 | LB | MY
VSP-008 | 500-699859 | REMOTE TERMINATION CARD (RTC7) | 1047.86 | 1397 | L3 | 0.4 | LB | MY
VSP-011 | 500-650665 | RECESS MOUNTING KIT FOR VLP OR VLS DETECTOR | 453.92 | 605 | L3 | 5 | LB | MY
VSP-013 | 500-650667 | DETECTOR COVER ASSEMBLY WITH EMC SHIELDS | 714.13 | 952 | L3 | 5 | LB | MY
VSP-014 | 500-699864 | 7-RELAY HEAD TERMINATION CARD (HTC7) | 1913.68 | 2552 | L3 | 0.4 | LB | MY
VSP-015 | 500-699865 | ASPIRATOR FOR LASERPLUS & SCANNER | 1190.22 | 1587 | L3 | 0.4 | LB | MY
VSP-016 | 500-699866 | 12 RELAY HEAD TERMINATION CARD (HTC12) | 2804.02 | 3739 | L3 | 0.4 | LB | MY
VSP-018 | 500-650668 | FILTER SWITCH | 156.36 | 208 | L3 | 3 | LB | MY
VSP-019 | 500-699867 | VSP-019 FILTER COVER | 29.17 | 39 | L3 | 0.4 | LB | MY
VSP-021 | 500-699869 | METRIC TO IMPERIAL PIPE ADAPTOR KITS OF FOUR | 57.28 | 76 | L3 | 0.4 | LB | MY
VSP-025 | 500-650670 | FILTERS (20 PACK) | 2788.84 | 3718 | L3 | 3 | LB | MY
VSP-100US-PCB | 500-650672 | POWER CIRCUIT BOARD ONLY | 553.74 | 738 | L3 | 3 | LB | US
VSP-TRAN-120 | 500-650673 | TRANSFORMER ONLY | 168.33 | 224 | L3 | 3 | LB | US
VSP-103 | 500-650674 | VLS RELAY PROCESSOR MODULE (DRP) | 680.3 | 907 | L3 | 3 | LB | MY
VSP-208 | 500-699873 | 12 RELAY REMOTE TERMINATION CARD (RTC12) | 1222.89 | 1631 | L3 | 0.4 | LB | MY
VSP-501 | 500-650675 | ASPIRATOR LaserCOMPACT | 1140.04 | 1520 | L3 | 12 | LB | MY
VSP-502 | 500-650676 | COMPACT (VN) REMOTE DISPLAY MODULE | 1790 | 2387 | L3 | 8 | LB | MY
VSP-509 | 500-699917 | RO - CABLE FO RUSE WITH LASER COMPACT RELAY ONLY (RO) VERSION THIS CABLE IS REQUIRED FOR PROGRAMMING. REQUIRES V-CONFIG PRO SOFTWARE | 158.69 | 212 | L3 | 0.4 | LB | MY
VSP-510 | 500-650677 | COMPACT (RO) TERMINATION CARD (CTC-RO) | 1400.26 | 1867 | L3 | 5 | LB | MY
VSP-515 | 500-650678 | COMPACT (VN) TERMINATION CARD (CTC-VN) | 2023.37 | 2698 | L3 | 5 | LB | MY
VSP-715 | 500-650679 | SPARE ASPIRATOR VLF-250 AND VLF-500 | 1061.86 | 1416 | L3 | 12 | LB | MY
VSP-540 | 500-650680 | EXHAUST DEFLECTOR BLACK FOR USE WITH VESDA LaserPLUS LaserSCANNER AND LaserCOMPACT | 21.01 | 28 | L3 | 7 | LB | MY
VSP-EXHAUST | 500-650681 | EXHAUST DEFLECTOR GREY FOR USE WITH VESDA LaserFOCUS | 21.01 | 28 | L3 | 7 | LB | MY
18984 | 500-650682 | DECAL LaserCOMPACT DETECTOR SPANISH | 52.51 | 70 | L3 | 1 | LB | MY
19015 | 500-650683 | DECAL LaserCOMPACT REMOTE DISPLAY SPANISH | 52.51 | 70 | L3 | 1 | LB | MY
18761 | 500-650684 | DECAL LaserPLUS DISPLAY SPANISH | 52.51 | 70 | L3 | 1 | LB | MY
18773 | 500-650685 | DECAL LaserSCANNER DISPLAY SPANISH | 52.51 | 70 | L3 | 1 | LB | MY
18986 | 500-650686 | DECAL LaserCOMPACT DETECTOR PORTUGUESE | 52.51 | 70 | L3 | 1 | LB | MY
19029 | 500-650687 | DECAL LaserCOMPACT REMOTE DISPLAY PORTUGUESE | 52.51 | 70 | L3 | 1 | LB | MY
19237 | 500-650688 | DECAL LaserPLUS DISPLAY PORTUGUESE | 52.51 | 70 | L3 | 1 | LB | MY
19238 | 500-650689 | DECAL LaserSCANNER DISPLAY PORTUGUESE | 52.51 | 70 | L3 | 1 | LB | MY
E700-FIL-ASSY | 500-650663 | E700-FIL-ASSY EXTERNAL FILTER ASSEMBLY | 347.73 | 464 | L3 | 3 | LB | MY
VSP-850-G | S54333-F28-A1 | EXTERNAL IN LINE FILTER GREY | 363.85 | 485 | L3 | 1 | LB | MY
VRT-700 | S54333-F43-A1 | Display, VLS Version, no Relays | 2485.45 | 3314 | L3 | 0.42 | LB | MY
VSP-028 | S54333-F52-A1 | VLP/VLS Mounting Bracket | 87.52 | 117 | L3 | 0.3 | LB | MY
VSP-850-R | S54333-F59-A1 | External in line filter - red | 362.79 | 484 | L3 | 0.83 | LB | MY
VSP-855-20 | S54333-F60-A1 | Spares in line filter - 20 pack | 589.8 | 786 | L3 | 1.3 | LB | MY
VSP-855-4 | S54333-F61-A1 | Spares in line filter - 4 pack | 158.06 | 211 | L3 | 0.26 | LB | MY
VESDA PIPE AND ACCESSORIES
* No returns accepted on items marked with "*"
VP-P-210* | 500-699874 | VP-P-210 3/4"ORG VESDA CPVC 15ft lengths 3/4". Box of 14 pcs (210 feet total) | 701.32 | 935 | L3 | 0.4 | LB | US
VP-P-420* | 500-699875 | VP-P-420 3/4" ORG VESDA CPVC Box of 28 pieces (420 feet Total) | 1395.04 | 1860 | L3 | 0.4 | LB | US
VP-ELB-90* | 500-699876 | VP-ELB-90 90 DEGREE ELBOW, Q-20 (Quantity of 20) | 75.03 | 100 | L3 | 0.4 | LB | US
VP-ELB-45* | 500-699877 | VP-ELB-45 45 DEG ELBOW ,3/4 Q-10 (Quantity of 10) | 52.19 | 70 | L3 | 0.4 | LB | US
VP-COUP* | 500-699878 | VP-COUP COUPLING 3/4" ORG Q-15 (Quantity of 15) | 54.37 | 72 | L3 | 0.4 | LB | US
VP-UNION* | 500-699879 | VP-UNION UNION ORG VESDA CPVC Q-10 (Quantity of 10) | 103.3 | 138 | L3 | 0.4 | LB | US
VP-EC* | 500-699880 | VP-EC END CAP 3/4" ORG VSD Q-25 (Quantity of 25) | 58.72 | 78 | L3 | 0.4 | LB | US
VP-TEE* | 500-699881 | VP-TEE 3/4" ORG VSD CPVC Q-15 (Quantity of 15) | 75.03 | 100 | L3 | 0.4 | LB | US
VP-TEE-FPT* | 500-699882 | VP-TEE-FPT 3/4" - 10 pc/BOX | 123.96 | 165 | L3 | 0.4 | LB | US
VP-CEMENT | 500-699884 | VP-CEMENT SOLVENT CEMENT, One (1) Pint. Average capacity is 100 joints to one pint. GROUND SHIPMENT ONLY. NOT AVAILABLE IN CANADA OR LATIN AMERICA or for Air Shipment. | 69.05 | 92 | L3 | 0.4 | LB | US
E700-SP | 500-699885 | E700-SP CAPILLARY (MINIATURE) | 29.36 | 39 | L3 | 0.4 | LB | MY
E700-TUBE | 500-699886 | E700-TUBE CAPILLARY TUBING | 274.01 | 365 | L3 | 0.4 | LB | US
E700-CAP | 500-699887 | E700-CAP CONNECTOR KIT | 33.72 | 45 | L3 | 0.4 | LB | US
E700-SP-DCL-PT | 500-699888 | E700-SP-DCL-PT ROUND STYLE | 28.27 | 38 | L3 | 0.4 | LB | MY
E700-SPLR | 500-699889 | E700-SP-DCL-R CAPILLARY (MIN) | 41.32 | 55 | L3 | 0.4 | LB | MY
E700-SPLG | 500-699890 | E700-SP-DCL-G CAPILLARY MINI | 41.32 | 55 | L3 | 0.4 | LB | MY
E700-SP-DCL | 500-699891 | E700-SP-DCL-A SAMPLING POINT | 155.49 | 207 | L3 | 0.4 | LB | MY
E700-SPDCLPIPE | 500-699892 | E700-SP-DCL-PIPE SAMPLING | 26.09 | 35 | L3 | 0.4 | LB | MY
TUBING-250 | 500-650652 | POLYETHYLENE TUBING BLACK 1/2" OD 38" ID FPE RATED 250 FEET OF TUBING PER ROLL | 689.36 | 919 | L3 | 12 | LB | MY
PIP-015 | 500-650653 | PIP-015 FLUSH SAMPLING POINT VESDA | 88.08 | 117 | L3 | 10 | LB | MY
CAP-KIT | 500-650654 | CAP-KIT BRASS CAPILARY KIT | 55.46 | 74 | L3 | 10 | LB | US
VKT-020-US | 500-650692 | VESDA LaserFOCUS VKT-020 LaserFOCUS 250 (INCLUDES VLC-505. INCLUDES CARRYING CASE, POWER SUPPLY, PROGRAMMING SOFTWARE, SAMPLING PIPE, SAMPLE CAPILLARY KIT WITH SAMPLING POINT INLET PIPE CONVERTER) | 3728.42 | 4971 | L3 | 15 | LB | MY
VKT-050-US | 500-650693 | VESDA LaserFOCUS SALES DEMO KIT VKT-050 LaserFOCUS 500 INCLUDES CARRYING CASE, POWER SUPPLY, PROGRAMMING SOFTWARE, SAMPLING PIPE, SAMPLE CAPILLARY KIT WITH CONVERTER) SAMPLING POINT, INLET PIPE CONVERTER) | 3728.42 | 4971 | L3 | 15 | LB | MY
VKT-020 | 500-650694 | VESDA LaserFOCUS DEMO KIT (INCLUDES POWER CONNECTOR PLUS INSTALLED AND SHORT LENGTH PIPE, ELBOW , END CAP AND TWO PIPE LABELS.) LaserFOCUS 250 | 3169.55 | 4226 | L3 | 15 | LB | MY
VKT-050 | 500-650695 | VESDA LaserFOCUS DEMO KIT (INCLUDES POWER CONNECTOR PLUS INSTALLED AND SHORT LENGTH PIPE, ELBOW , END CAP AND TWO PIPE LABELS.) LaserFOCUS 500 | 3169.55 | 4226 | L3 | 15 | LB | MY
VTT-100 | 500-650696 | VESDA TEST TRANSFORMER (WIRE BURNER) PREVIOUSLY KNOWN AS THE THE HOT WIRE TEST, THIS POWER SUPPLY UNIT IS USED TO TEST VESDA EQUIPMENT. THE UNIT PROVIDES 6VAC OUTPUT 220-240VAC OR 110-120VAC SUPPLY. TIMER IS INCORPORATED TO PROVIDE A SELECTABLE BURN PERIOD OF UP TO 3 MINUTES. | 2174.64 | 2900 | L3 | 8 | LB | MY
VP-UNION | S54333-F62-A1 | Socket Union, Box of 10 | 100.04 | 133 | L3 | 1 | LB | MY
VSP-TP-KIT-US | S54333-Z33-A1 | VESDA Benchmark Test Point Quick Connect Kit. Complete with threaded coupler, brass quick connect fitting, Test Plug, and Benchmark Test Point Label. One kit required at end of each pipe run. | 302.33 | 403 | L3 | 0.66 | LB | US
SINORIX FIRE EXTINGUISHING SYSTEM ----------------------------------------------------------------------------------------------------------------------------------------
PARTS & ACCESSORIES
CPY-PAS2 | 500-697926BG-2 | PISTON ACTUATOR SLAVE | 344.76 | 460 | L3 | 0.344 | LB | US
CPYEC-2-24 | 500-697990BG | SUPERVISED SOLENOID 24VDC | 898.07 | 1197 | L3 | 2.409 | LB | US
CPY-LMC2 | 500-697925BG-2 | LOCAL MANUAL CONTROL | 262.93 | 351 | L3 | 0.447 | LB | US
CPY-PSS1 | 500-697939BG | CPY-PSS1, PRESS SUPV SW (NC) | 153.82 | 205 | L3 | 0.263 | LB | MX
CPY-POS | 500-697941BG | PRESS OPER SW SPST (NC/NO) | 511.31 | 682 | L3 | 0.997 | LB | US
CPY-MFH24 | 500-697943BG | METAL 1/4" HOSE 24" | 80.07 | 107 | L3 | 0.228 | LB | US
CPY-MFH36 | 500-697944BG | METAL 1/4" HOSE 36" | 95.22 | 127 | L3 | 0.3 | LB | US
CPY-PE | 500-697945BG | ELBOW-SLAVE CYL'S | 36.71 | 49 | L3 | 0.059 | LB | US
CPY-PT | 500-697946BG | TEE-SLAVE CYL'S | 40.42 | 54 | L3 | 0.05 | LB | US
CPY-SV | 500-697947BG | CYL FILLING SCHRADER | 63.65 | 85 | L3 | 0.075 | LB | US
CPY-FH1 | 500-697950BG | 1" FLEX HOSE | 404.67 | 540 | L3 | 2.681 | LB | US
CPY-FH1.5 | 500-697951BG | 1 1/2" FLEX HOSE | 859.12 | 1145 | L3 | 5.688 | LB | US
CPY-FH2.5 | 500-697952BG | 2 1/2" FLEX HOSE | 643.43 | 858 | L3 | 6.662 | LB | US
CPY-FH4 | 500-649848BG | 4" FLEXIBLE DISCHARGE HOSE | 2009.3 | 2679 | L3 | 15.887 | LB | US
CPY-CV1 | 500-697953BG | 1" CHECK VALVE | 528.28 | 704 | L3 | 1.234 | LB | US
CPY-FCV2 | 712-050476BG | 2" FLAPPER CHECK VALVE | 1004.58 | 1339 | L3 | 17.175 | LB | MX
CPY-FCV3 | 712-050477BG | 3" FLAPPER CHECK VALVE | 1241.39 | 1655 | L3 | 40.875 | LB | MX
CPY-FCV-4 | 712-050478BG | 4" FLAPPER CHECK VALVE (UL & FM) | 4346.65 | 5796 | L3 | 62.587 | LB | MX
CPY-TGF-1.5 | 731-050480BG | l.5" THREAD BY GROOVE ADAPTER (TBG) | 380.23 | 507 | L3 | 1.744 | LB | US
CPY-TGF-2.5 | 731-050481BG | 2.5" THREAD BY GROOVE ADAPTER (TBG) | 479.62 | 639 | L3 | 4.369 | LB | US
CPY-TGF-4 | 731-050482BG | 4" THREAD BY GROOVE ADAPTER (TBG) | 386.79 | 516 | L3 | 4.647 | LB | US
CPY-RA1 | 500-697956BG | 1" RECHARGE ADAPTER | 452.35 | 603 | L3 | 0.497 | LB | US
CPY-RA1.5 | 500-697957BG | 1-1/2" RECHARGE ADAPTER | 486.22 | 648 | L3 | 3 | LB | US
CPY-RA2.5 | 500-697958BG | 2-1/2" RECHARGE ADAPTER | 720.04 | 960 | L3 | 1.5 | LB | US
CPY-VSK1 | 500-697960BG | VALVE SERVICE KIT | 78.18 | 104 | L3 | 0.066 | LB | US
CPY-VSK1.5 | 500-697961BG | 1.5 VALVE SERVICE KIT | 88.05 | 117 | L3 | 0.109 | LB | US
CPY-VSK2.5 | 500-697962BG | 2.5 VALVE SERVICE KIT | 97.59 | 130 | L3 | 0.197 | LB | US
CPY-VSK4 | 500-649852BG | 4" VALVE SERVICE KIT | 135.44 | 181 | L3 | 0.341 | LB | US
CPY-PG | 500-697963BG | HFC-227ea PRESSURE GAUGE | 41.17 | 55 | L3 | 6.422 | LB | MX
CPY-MRS | 500-697964BG | MAIN RESERVE SWITCH | 164.42 | 219 | L3 | 0.953 | LB | US
CPY-TD | 500-697965BG | TEST DOWEL FOR SOLENOID | 21.22 | 28 | L3 | 0.087 | LB | US
CPY-SGN1 | 500-697976BG | CPY-SGN1 DO NOT ENTER | 66.83 | 89 | L3 | 0.056 | LB | US
CPY-SGN2 | 500-697977BG | CPY-SGN2 VACATE ROOM | 66.83 | 89 | L3 | 0.056 | LB | US
CPY-SGN3 | 500-697978BG | CPY-SGN3 OPERATE MANUAL PULL | 66.83 | 89 | L3 | 0.056 | LB | US
CPY-SGN4 | 500-650229BG | CPY-SGN4 SYSTEM RELEASE | 66.83 | 89 | L3 | 0.037 | LB | US
CPY-SGN5 | 500-650230BG | CPY-SGN5 DEVICE ACTIVE | 66.83 | 89 | L3 | 0.037 | LB | US
CPY-SGN6 | 500-650231BG | CPY-SGN6 DO NOT ENTER | 66.83 | 89 | L3 | 0.197 | LB | US
CPY-SGN7 | 500-650232BG | CPY-SGN7 EXIT ROOM | 66.83 | 89 | L3 | 0.034 | LB | US
CPY-SGN8 | 500-650233BG | CPY-SGN8 PUSH AND HOLD | 66.83 | 89 | L3 | 0.041 | LB | US
CPY-RA1 | 500-697956BG | 1" RECHARGE ADAPTER | 452.35 | 603 | L3 | 0.497 | LB | US
CPY-RA1.5 | 500-697957BG | 1-1/2" RECHARGE ADAPTER | 486.22 | 648 | L3 | 3 | LB | US
CPY-RA2.5 | 500-697958BG | 2-1/2" RECHARGE ADAPTER | 720.04 | 960 | L3 | 1.5 | LB | US
CPY-RA4 | 500-649850BG | 4" RECHARGE ADAPTER | 1077.11 | 1436 | L3 | 3.5 | LB | US
CPY-227-REFILL | 500-649840 | 1200LB BULK REFILL | 70817.07 | 94423 | L3 | 1200 | LB | CN
CPY-MTS | 500-649851BG | MAINTENCE SWITCH | 454.02 | 605 | L3 | 0.644 | LB | US
AW-1 | 500-822500BG | ABORT STATION | 215.34 | 287 | L3 | 0.378 | LB | CN
MH-501 | 500-622543 | AGENT RELEASE DUAL ACTION MANUAL PULL STATION | 124.54 | 166 | L3 | 0.834 | LB | US
XMH-501 | S54321-F18-A1 | XMH-501 Conv DBL Act Agent Release | 120 | 160 | L3 | 1 | LB | MX
MTH-MC-R-AR | 500-650226 | AGENT RELEASE HORN STROBE RED | 140.42 | 187 | L3 | 0.809 | LB | US
CPY-227-1230SW | 500-697984BG | Sinorix 227 + Sinorix 1230 Full License Design Keys | 6476.82 | 8636 | L3 | 0.001 | LB | US
REL-EOL | 500-696359 | RELEASING END OF LINE DIODES FOR REL & SRX UL 9th Ed. | 104.6 | 139 | L3 | 0.231 | LB | US
CPYCS-35/70 | 500-697907BG | 35/70lb Tank Strap | 71.07 | 95 | L3 | 1.256 | LB | US
CPYCS-150 | 500-697908BG | 150lb Tank Strap | 109.26 | 146 | L3 | 2.103 | LB | US
CPYCS-250/375 | 500-697909BG | 250/375lb Tank Strap | 131.54 | 175 | L3 | 1.956 | LB | US
CPYCS-560 | 500-697910BG | 560lb Tank Strap | 136.84 | 182 | L3 | 2.094 | LB | US
CPYCS-900 | 500-649667BG | 900lb Tank Strap | 297.02 | 396 | L3 | 3 | LB | US
500-649842BG | 500-649842BG | NOVEC-1230-DRUM | 38199.43 | 50933 | L3 | 661 | LB | US
500-649843BG | 500-649843BG | NOVEC-1230-GALLON | 954.95 | 1273 | L3 | 11 | LB | US
CPY-SRST | 500-697991BG | SOLENOID RESET TOOL | 120.93 | 161 | L3 | 0.037 | LB | US
CPY-PLT | CPY-PLT | SINORIX PILOT CYLINDER | 3158.4 | 4211 | L3 | 15 | LB | US
SINORIX 227 ---------------------------------------------------------------------------------------------------------------------------------------------------------------------------
SINORIX TANK ASSEMBLIES ARE CUSTOM BUILT TO ORDER, AND THEREFORE CAN NOT BE RETURNED
SINORIX NOZZLES ARE CUSTOM BUILT TO ORDER, AND THEREFORE CAN NOT BE RETURNED
CONFIGURED CYLINDER ASSEMBLIES (INCLUDE MOUNTING STRAPS, LOW PRESSURE SWITCH, AND TOP PLUG ADAPTER)
CPY 35 |  | 35lb Systems
CPY-35-00-3-0016 | CPY-35-00-3-0016 | 35 Cyl, no Solenoid, HFC-227ea, 16lb | 4467.35 | 5956 | L3 | 16 | LB | US
CPY-35-00-3-0017 | CPY-35-00-3-0017 | 35 Cyl, no Solenoid, HFC-227ea, 17lb | 4517.66 | 6024 | L3 | 17 | LB | US
CPY-35-00-3-0018 | CPY-35-00-3-0018 | 35 Cyl, no Solenoid, HFC-227ea, 18lb | 4567.94 | 6091 | L3 | 18 | LB | US
CPY-35-00-3-0019 | CPY-35-00-3-0019 | 35 Cyl, no Solenoid, HFC-227ea, 19lb | 4618.24 | 6158 | L3 | 19 | LB | US
CPY-35-00-3-0020 | CPY-35-00-3-0020 | 35 Cyl, no Solenoid, HFC-227ea, 20lb | 4668.54 | 6225 | L3 | 20 | LB | US
CPY-35-00-3-0021 | CPY-35-00-3-0021 | 35 Cyl, no Solenoid, HFC-227ea, 21lb | 4718.84 | 6292 | L3 | 21 | LB | US
CPY-35-00-3-0022 | CPY-35-00-3-0022 | 35 Cyl, no Solenoid, HFC-227ea, 22lb | 4769.12 | 6359 | L3 | 22 | LB | US
CPY-35-00-3-0023 | CPY-35-00-3-0023 | 35 Cyl, no Solenoid, HFC-227ea, 23lb | 4819.4 | 6426 | L3 | 23 | LB | US
CPY-35-00-3-0024 | CPY-35-00-3-0024 | 35 Cyl, no Solenoid, HFC-227ea, 24lb | 4869.72 | 6493 | L3 | 24 | LB | US
CPY-35-00-3-0025 | CPY-35-00-3-0025 | 35 Cyl, no Solenoid, HFC-227ea, 25lb | 4920 | 6560 | L3 | 25 | LB | US
CPY-35-00-3-0026 | CPY-35-00-3-0026 | 35 Cyl, no Solenoid, HFC-227ea, 26lb | 4970.3 | 6627 | L3 | 26 | LB | US
CPY-35-00-3-0027 | CPY-35-00-3-0027 | 35 Cyl, no Solenoid, HFC-227ea, 27lb | 5020.6 | 6694 | L3 | 27 | LB | US
CPY-35-00-3-0028 | CPY-35-00-3-0028 | 35 Cyl, no Solenoid, HFC-227ea, 28lb | 5070.88 | 6761 | L3 | 28 | LB | US
CPY-35-00-3-0029 | CPY-35-00-3-0029 | 35 Cyl, no Solenoid, HFC-227ea, 29lb | 5121.17 | 6828 | L3 | 29 | LB | US
CPY-35-00-3-0030 | CPY-35-00-3-0030 | 35 Cyl, no Solenoid, HFC-227ea, 30lb | 5171.46 | 6895 | L3 | 30 | LB | US
CPY-35-00-3-0031 | CPY-35-00-3-0031 | 35 Cyl, no Solenoid, HFC-227ea, 31lb | 5221.77 | 6962 | L3 | 31 | LB | US
CPY-35-00-3-0032 | CPY-35-00-3-0032 | 35 Cyl, no Solenoid, HFC-227ea, 32lb | 5272.06 | 7029 | L3 | 32 | LB | US
CPY-35-00-3-0033 | CPY-35-00-3-0033 | 35 Cyl, no Solenoid, HFC-227ea, 33lb | 5322.36 | 7096 | L3 | 33 | LB | US
CPY-35-00-3-0034 | CPY-35-00-3-0034 | 35 Cyl, no Solenoid, HFC-227ea, 34lb | 5372.64 | 7164 | L3 | 34 | LB | US
CPY-35-00-3-0035 | CPY-35-00-3-0035 | 35 Cyl, no Solenoid, HFC-227ea, 35lb | 5422.94 | 7231 | L3 | 35 | LB | US
CPY-70 |  | 70lb Systems
CPY-70-00-3-0031 | CPY-70-00-3-0031 | 70 Cyl, no Solenoid, HFC-227ea, 31lb | 5403.44 | 7205 | L3 | 31 | LB | US
CPY-70-00-3-0032 | CPY-70-00-3-0032 | 70 Cyl, no Solenoid, HFC-227ea, 32lb | 5453.73 | 7272 | L3 | 32 | LB | US
CPY-70-00-3-0033 | CPY-70-00-3-0033 | 70 Cyl, no Solenoid, HFC-227ea, 33lb | 5504.02 | 7339 | L3 | 33 | LB | US
CPY-70-00-3-0034 | CPY-70-00-3-0034 | 70 Cyl, no Solenoid, HFC-227ea, 34lb | 5554.32 | 7406 | L3 | 34 | LB | US
CPY-70-00-3-0035 | CPY-70-00-3-0035 | 70 Cyl, no Solenoid, HFC-227ea, 35lb | 5604.62 | 7473 | L3 | 35 | LB | US
CPY-70-00-3-0036 | CPY-70-00-3-0036 | 70 Cyl, no Solenoid, HFC-227ea, 36lb | 5654.91 | 7540 | L3 | 36 | LB | US
CPY-70-00-3-0037 | CPY-70-00-3-0037 | 70 Cyl, no Solenoid, HFC-227ea, 37lb | 5705.19 | 7607 | L3 | 37 | LB | US
CPY-70-00-3-0038 | CPY-70-00-3-0038 | 70 Cyl, no Solenoid, HFC-227ea, 38lb | 5755.51 | 7674 | L3 | 38 | LB | US
CPY-70-00-3-0039 | CPY-70-00-3-0039 | 70 Cyl, no Solenoid, HFC-227ea, 39lb | 5805.78 | 7741 | L3 | 39 | LB | US
CPY-70-00-3-0040 | CPY-70-00-3-0040 | 70 Cyl, no Solenoid, HFC-227ea, 40lb | 5856.07 | 7808 | L3 | 40 | LB | US
CPY-70-00-3-0041 | CPY-70-00-3-0041 | 70 Cyl, no Solenoid, HFC-227ea, 41lb | 5906.38 | 7875 | L3 | 41 | LB | US
CPY-70-00-3-0042 | CPY-70-00-3-0042 | 70 Cyl, no Solenoid, HFC-227ea, 42lb | 5956.67 | 7942 | L3 | 42 | LB | US
CPY-70-00-3-0043 | CPY-70-00-3-0043 | 70 Cyl, no Solenoid, HFC-227ea, 43lb | 6006.96 | 8009 | L3 | 43 | LB | US
CPY-70-00-3-0044 | CPY-70-00-3-0044 | 70 Cyl, no Solenoid, HFC-227ea, 44lb | 6057.25 | 8076 | L3 | 44 | LB | US
CPY-70-00-3-0045 | CPY-70-00-3-0045 | 70 Cyl, no Solenoid, HFC-227ea, 45lb | 6107.55 | 8143 | L3 | 45 | LB | US
CPY-70-00-3-0046 | CPY-70-00-3-0046 | 70 Cyl, no Solenoid, HFC-227ea, 46lb | 6157.83 | 8210 | L3 | 46 | LB | US
CPY-70-00-3-0047 | CPY-70-00-3-0047 | 70 Cyl, no Solenoid, HFC-227ea, 47lb | 6208.13 | 8278 | L3 | 47 | LB | US
CPY-70-00-3-0048 | CPY-70-00-3-0048 | 70 Cyl, no Solenoid, HFC-227ea, 48lb | 6258.43 | 8345 | L3 | 48 | LB | US
CPY-70-00-3-0049 | CPY-70-00-3-0049 | 70 Cyl, no Solenoid, HFC-227ea, 49lb | 6308.73 | 8412 | L3 | 49 | LB | US
CPY-70-00-3-0050 | CPY-70-00-3-0050 | 70 Cyl, no Solenoid, HFC-227ea, 50lb | 6359.02 | 8479 | L3 | 50 | LB | US
CPY-70-00-3-0051 | CPY-70-00-3-0051 | 70 Cyl, no Solenoid, HFC-227ea, 51lb | 6409.29 | 8546 | L3 | 51 | LB | US
CPY-70-00-3-0052 | CPY-70-00-3-0052 | 70 Cyl, no Solenoid, HFC-227ea, 52lb | 6459.61 | 8613 | L3 | 52 | LB | US
CPY-70-00-3-0053 | CPY-70-00-3-0053 | 70 Cyl, no Solenoid, HFC-227ea, 53lb | 6509.89 | 8680 | L3 | 53 | LB | US
CPY-70-00-3-0054 | CPY-70-00-3-0054 | 70 Cyl, no Solenoid, HFC-227ea, 54lb | 6560.18 | 8747 | L3 | 54 | LB | US
CPY-70-00-3-0055 | CPY-70-00-3-0055 | 70 Cyl, no Solenoid, HFC-227ea, 55lb | 6610.49 | 8814 | L3 | 55 | LB | US
CPY-70-00-3-0056 | CPY-70-00-3-0056 | 70 Cyl, no Solenoid, HFC-227ea, 56lb | 6660.78 | 8881 | L3 | 56 | LB | US
CPY-70-00-3-0057 | CPY-70-00-3-0057 | 70 Cyl, no Solenoid, HFC-227ea, 57lb | 6711.07 | 8948 | L3 | 57 | LB | US
CPY-70-00-3-0058 | CPY-70-00-3-0058 | 70 Cyl, no Solenoid, HFC-227ea, 58lb | 6761.35 | 9015 | L3 | 58 | LB | US
CPY-70-00-3-0059 | CPY-70-00-3-0059 | 70 Cyl, no Solenoid, HFC-227ea, 59lb | 6811.66 | 9082 | L3 | 59 | LB | US
CPY-70-00-3-0060 | CPY-70-00-3-0060 | 70 Cyl, no Solenoid, HFC-227ea, 60lb | 6861.95 | 9149 | L3 | 60 | LB | US
CPY-70-00-3-0061 | CPY-70-00-3-0061 | 70 Cyl, no Solenoid, HFC-227ea, 61lb | 6912.25 | 9216 | L3 | 61 | LB | US
CPY-70-00-3-0062 | CPY-70-00-3-0062 | 70 Cyl, no Solenoid, HFC-227ea, 62lb | 6962.54 | 9283 | L3 | 62 | LB | US
CPY-70-00-3-0063 | CPY-70-00-3-0063 | 70 Cyl, no Solenoid, HFC-227ea, 63lb | 7012.83 | 9350 | L3 | 63 | LB | US
CPY-70-00-3-0064 | CPY-70-00-3-0064 | 70 Cyl, no Solenoid, HFC-227ea, 64lb | 7063.12 | 9417 | L3 | 64 | LB | US
CPY-70-00-3-0065 | CPY-70-00-3-0065 | 70 Cyl, no Solenoid, HFC-227ea, 65lb | 7113.4 | 9485 | L3 | 65 | LB | US
CPY-70-00-3-0066 | CPY-70-00-3-0066 | 70 Cyl, no Solenoid, HFC-227ea, 66lb | 7163.72 | 9552 | L3 | 66 | LB | US
CPY-70-00-3-0067 | CPY-70-00-3-0067 | 70 Cyl, no Solenoid, HFC-227ea, 67lb | 7214 | 9619 | L3 | 67 | LB | US
CPY-70-00-3-0068 | CPY-70-00-3-0068 | 70 Cyl, no Solenoid, HFC-227ea, 68lb | 7264.3 | 9686 | L3 | 68 | LB | US
CPY-70-00-3-0069 | CPY-70-00-3-0069 | 70 Cyl, no Solenoid, HFC-227ea, 69lb | 7314.59 | 9753 | L3 | 69 | LB | US
CPY-70-00-3-0070 | CPY-70-00-3-0070 | 70 Cyl, no Solenoid, HFC-227ea, 70lb | 7364.88 | 9820 | L3 | 70 | LB | US
CPY-150 |  | 150lb Systems
CPY-150-00-3-0066 | CPY-150-00-3-0066 | 150 Cyl, no Solenoid, HFC-227ea, 66lb | 9206.35 | 12275 | L3 | 66 | LB | US
CPY-150-00-3-0067 | CPY-150-00-3-0067 | 150 Cyl, no Solenoid, HFC-227ea, 67lb | 9256.63 | 12342 | L3 | 67 | LB | US
CPY-150-00-3-0068 | CPY-150-00-3-0068 | 150 Cyl, no Solenoid, HFC-227ea, 68lb | 9306.93 | 12409 | L3 | 68 | LB | US
CPY-150-00-3-0069 | CPY-150-00-3-0069 | 150 Cyl, no Solenoid, HFC-227ea, 69lb | 9357.22 | 12476 | L3 | 69 | LB | US
CPY-150-00-3-0070 | CPY-150-00-3-0070 | 150 Cyl, no Solenoid, HFC-227ea, 70lb | 9407.51 | 12543 | L3 | 70 | LB | US
CPY-150-00-3-0071 | CPY-150-00-3-0071 | 150 Cyl, no Solenoid, HFC-227ea, 71lb | 9457.81 | 12610 | L3 | 71 | LB | US
CPY-150-00-3-0072 | CPY-150-00-3-0072 | 150 Cyl, no Solenoid, HFC-227ea, 72lb | 9508.11 | 12677 | L3 | 72 | LB | US
CPY-150-00-3-0073 | CPY-150-00-3-0073 | 150 Cyl, no Solenoid, HFC-227ea, 73lb | 9558.41 | 12745 | L3 | 73 | LB | US
CPY-150-00-3-0074 | CPY-150-00-3-0074 | 150 Cyl, no Solenoid, HFC-227ea, 74lb | 9608.68 | 12812 | L3 | 74 | LB | US
CPY-150-00-3-0075 | CPY-150-00-3-0075 | 150 Cyl, no Solenoid, HFC-227ea, 75lb | 9658.98 | 12879 | L3 | 75 | LB | US
CPY-150-00-3-0076 | CPY-150-00-3-0076 | 150 Cyl, no Solenoid, HFC-227ea, 76lb | 9709.28 | 12946 | L3 | 76 | LB | US
CPY-150-00-3-0077 | CPY-150-00-3-0077 | 150 Cyl, no Solenoid, HFC-227ea, 77lb | 9759.57 | 13013 | L3 | 77 | LB | US
CPY-150-00-3-0078 | CPY-150-00-3-0078 | 150 Cyl, no Solenoid, HFC-227ea, 78lb | 9809.86 | 13080 | L3 | 78 | LB | US
CPY-150-00-3-0079 | CPY-150-00-3-0079 | 150 Cyl, no Solenoid, HFC-227ea, 79lb | 9860.17 | 13147 | L3 | 79 | LB | US
CPY-150-00-3-0080 | CPY-150-00-3-0080 | 150 Cyl, no Solenoid, HFC-227ea, 80lb | 9910.45 | 13214 | L3 | 80 | LB | US
CPY-150-00-3-0081 | CPY-150-00-3-0081 | 150 Cyl, no Solenoid, HFC-227ea, 81lb | 9960.74 | 13281 | L3 | 81 | LB | US
CPY-150-00-3-0082 | CPY-150-00-3-0082 | 150 Cyl, no Solenoid, HFC-227ea, 82lb | 10011.04 | 13348 | L3 | 82 | LB | US
CPY-150-00-3-0083 | CPY-150-00-3-0083 | 150 Cyl, no Solenoid, HFC-227ea, 83lb | 10061.33 | 13415 | L3 | 83 | LB | US
CPY-150-00-3-0084 | CPY-150-00-3-0084 | 150 Cyl, no Solenoid, HFC-227ea, 84lb | 10111.63 | 13482 | L3 | 84 | LB | US
CPY-150-00-3-0085 | CPY-150-00-3-0085 | 150 Cyl, no Solenoid, HFC-227ea, 85lb | 10161.91 | 13549 | L3 | 85 | LB | US
CPY-150-00-3-0086 | CPY-150-00-3-0086 | 150 Cyl, no Solenoid, HFC-227ea, 86lb | 10212.21 | 13616 | L3 | 86 | LB | US
CPY-150-00-3-0087 | CPY-150-00-3-0087 | 150 Cyl, no Solenoid, HFC-227ea, 87lb | 10262.51 | 13683 | L3 | 87 | LB | US
CPY-150-00-3-0088 | CPY-150-00-3-0088 | 150 Cyl, no Solenoid, HFC-227ea, 88lb | 10312.8 | 13750 | L3 | 88 | LB | US
CPY-150-00-3-0089 | CPY-150-00-3-0089 | 150 Cyl, no Solenoid, HFC-227ea, 89lb | 10363.09 | 13817 | L3 | 89 | LB | US
CPY-150-00-3-0090 | CPY-150-00-3-0090 | 150 Cyl, no Solenoid, HFC-227ea, 90lb | 10413.4 | 13885 | L3 | 90 | LB | US
CPY-150-00-3-0091 | CPY-150-00-3-0091 | 150 Cyl, no Solenoid, HFC-227ea, 91lb | 10463.67 | 13952 | L3 | 91 | LB | US
CPY-150-00-3-0092 | CPY-150-00-3-0092 | 150 Cyl, no Solenoid, HFC-227ea, 92lb | 10513.96 | 14019 | L3 | 92 | LB | US
CPY-150-00-3-0093 | CPY-150-00-3-0093 | 150 Cyl, no Solenoid, HFC-227ea, 93lb | 10564.27 | 14086 | L3 | 93 | LB | US
CPY-150-00-3-0094 | CPY-150-00-3-0094 | 150 Cyl, no Solenoid, HFC-227ea, 94lb | 10614.56 | 14153 | L3 | 94 | LB | US
CPY-150-00-3-0095 | CPY-150-00-3-0095 | 150 Cyl, no Solenoid, HFC-227ea, 95lb | 10664.86 | 14220 | L3 | 95 | LB | US
CPY-150-00-3-0096 | CPY-150-00-3-0096 | 150 Cyl, no Solenoid, HFC-227ea, 96lb | 10715.15 | 14287 | L3 | 96 | LB | US
CPY-150-00-3-0097 | CPY-150-00-3-0097 | 150 Cyl, no Solenoid, HFC-227ea, 97lb | 10765.44 | 14354 | L3 | 97 | LB | US
CPY-150-00-3-0098 | CPY-150-00-3-0098 | 150 Cyl, no Solenoid, HFC-227ea, 98lb | 10815.73 | 14421 | L3 | 98 | LB | US
CPY-150-00-3-0099 | CPY-150-00-3-0099 | 150 Cyl, no Solenoid, HFC-227ea, 99lb | 10866.02 | 14488 | L3 | 99 | LB | US
CPY-150-00-3-0100 | CPY-150-00-3-0100 | 150 Cyl, no Solenoid, HFC-227ea, 100lb | 10916.32 | 14555 | L3 | 100 | LB | US
CPY-150-00-3-0101 | CPY-150-00-3-0101 | 150 Cyl, no Solenoid, HFC-227ea, 101lb | 10966.62 | 14622 | L3 | 101 | LB | US
CPY-150-00-3-0102 | CPY-150-00-3-0102 | 150 Cyl, no Solenoid, HFC-227ea, 102lb | 11016.91 | 14689 | L3 | 102 | LB | US
CPY-150-00-3-0103 | CPY-150-00-3-0103 | 150 Cyl, no Solenoid, HFC-227ea, 103lb | 11067.2 | 14756 | L3 | 103 | LB | US
CPY-150-00-3-0104 | CPY-150-00-3-0104 | 150 Cyl, no Solenoid, HFC-227ea, 104lb | 11117.5 | 14823 | L3 | 104 | LB | US
CPY-150-00-3-0105 | CPY-150-00-3-0105 | 150 Cyl, no Solenoid, HFC-227ea, 105lb | 11167.78 | 14890 | L3 | 105 | LB | US
CPY-150-00-3-0106 | CPY-150-00-3-0106 | 150 Cyl, no Solenoid, HFC-227ea, 106lb | 11218.08 | 14957 | L3 | 106 | LB | US
CPY-150-00-3-0107 | CPY-150-00-3-0107 | 150 Cyl, no Solenoid, HFC-227ea, 107lb | 11268.38 | 15025 | L3 | 107 | LB | US
CPY-150-00-3-0108 | CPY-150-00-3-0108 | 150 Cyl, no Solenoid, HFC-227ea, 108lb | 11318.67 | 15092 | L3 | 108 | LB | US
CPY-150-00-3-0109 | CPY-150-00-3-0109 | 150 Cyl, no Solenoid, HFC-227ea, 109lb | 11368.96 | 15159 | L3 | 109 | LB | US
CPY-150-00-3-0110 | CPY-150-00-3-0110 | 150 Cyl, no Solenoid, HFC-227ea, 110lb | 11419.25 | 15226 | L3 | 110 | LB | US
CPY-150-00-3-0111 | CPY-150-00-3-0111 | 150 Cyl, no Solenoid, HFC-227ea, 111lb | 11469.56 | 15293 | L3 | 111 | LB | US
CPY-150-00-3-0112 | CPY-150-00-3-0112 | 150 Cyl, no Solenoid, HFC-227ea, 112lb | 11519.84 | 15360 | L3 | 112 | LB | US
CPY-150-00-3-0113 | CPY-150-00-3-0113 | 150 Cyl, no Solenoid, HFC-227ea, 113lb | 11570.14 | 15427 | L3 | 113 | LB | US
CPY-150-00-3-0114 | CPY-150-00-3-0114 | 150 Cyl, no Solenoid, HFC-227ea, 114lb | 11620.44 | 15494 | L3 | 114 | LB | US
CPY-150-00-3-0115 | CPY-150-00-3-0115 | 150 Cyl, no Solenoid, HFC-227ea, 115lb | 11670.72 | 15561 | L3 | 115 | LB | US
CPY-150-00-3-0116 | CPY-150-00-3-0116 | 150 Cyl, no Solenoid, HFC-227ea, 116lb | 11721.01 | 15628 | L3 | 116 | LB | US
CPY-150-00-3-0117 | CPY-150-00-3-0117 | 150 Cyl, no Solenoid, HFC-227ea, 117lb | 11771.31 | 15695 | L3 | 117 | LB | US
CPY-150-00-3-0118 | CPY-150-00-3-0118 | 150 Cyl, no Solenoid, HFC-227ea, 118lb | 11821.61 | 15762 | L3 | 118 | LB | US
CPY-150-00-3-0119 | CPY-150-00-3-0119 | 150 Cyl, no Solenoid, HFC-227ea, 119lb | 11871.89 | 15829 | L3 | 119 | LB | US
CPY-150-00-3-0120 | CPY-150-00-3-0120 | 150 Cyl, no Solenoid, HFC-227ea, 120lb | 11922.19 | 15896 | L3 | 120 | LB | US
CPY-150-00-3-0121 | CPY-150-00-3-0121 | 150 Cyl, no Solenoid, HFC-227ea, 121lb | 11972.48 | 15963 | L3 | 121 | LB | US
CPY-150-00-3-0122 | CPY-150-00-3-0122 | 150 Cyl, no Solenoid, HFC-227ea, 122lb | 12022.78 | 16030 | L3 | 122 | LB | US
CPY-150-00-3-0123 | CPY-150-00-3-0123 | 150 Cyl, no Solenoid, HFC-227ea, 123lb | 12073.07 | 16097 | L3 | 123 | LB | US
CPY-150-00-3-0124 | CPY-150-00-3-0124 | 150 Cyl, no Solenoid, HFC-227ea, 124lb | 12123.36 | 16164 | L3 | 124 | LB | US
CPY-150-00-3-0125 | CPY-150-00-3-0125 | 150 Cyl, no Solenoid, HFC-227ea, 125lb | 12173.67 | 16232 | L3 | 125 | LB | US
CPY-150-00-3-0126 | CPY-150-00-3-0126 | 150 Cyl, no Solenoid, HFC-227ea, 126lb | 12223.94 | 16299 | L3 | 126 | LB | US
CPY-150-00-3-0127 | CPY-150-00-3-0127 | 150 Cyl, no Solenoid, HFC-227ea, 127lb | 12274.24 | 16366 | L3 | 127 | LB | US
CPY-150-00-3-0128 | CPY-150-00-3-0128 | 150 Cyl, no Solenoid, HFC-227ea, 128lb | 12324.54 | 16433 | L3 | 128 | LB | US
CPY-150-00-3-0129 | CPY-150-00-3-0129 | 150 Cyl, no Solenoid, HFC-227ea, 129lb | 12374.84 | 16500 | L3 | 129 | LB | US
CPY-150-00-3-0130 | CPY-150-00-3-0130 | 150 Cyl, no Solenoid, HFC-227ea, 130lb | 12425.12 | 16567 | L3 | 130 | LB | US
CPY-150-00-3-0131 | CPY-150-00-3-0131 | 150 Cyl, no Solenoid, HFC-227ea, 131lb | 12475.42 | 16634 | L3 | 131 | LB | US
CPY-150-00-3-0132 | CPY-150-00-3-0132 | 150 Cyl, no Solenoid, HFC-227ea, 132lb | 12525.71 | 16701 | L3 | 132 | LB | US
CPY-150-00-3-0133 | CPY-150-00-3-0133 | 150 Cyl, no Solenoid, HFC-227ea, 133lb | 12576 | 16768 | L3 | 133 | LB | US
CPY-150-00-3-0134 | CPY-150-00-3-0134 | 150 Cyl, no Solenoid, HFC-227ea, 134lb | 12626.3 | 16835 | L3 | 134 | LB | US
CPY-150-00-3-0135 | CPY-150-00-3-0135 | 150 Cyl, no Solenoid, HFC-227ea, 135lb | 12676.59 | 16902 | L3 | 135 | LB | US
CPY-150-00-3-0136 | CPY-150-00-3-0136 | 150 Cyl, no Solenoid, HFC-227ea, 136lb | 12726.9 | 16969 | L3 | 136 | LB | US
CPY-150-00-3-0137 | CPY-150-00-3-0137 | 150 Cyl, no Solenoid, HFC-227ea, 137lb | 12777.18 | 17036 | L3 | 137 | LB | US
CPY-150-00-3-0138 | CPY-150-00-3-0138 | 150 Cyl, no Solenoid, HFC-227ea, 138lb | 12827.46 | 17103 | L3 | 138 | LB | US
CPY-150-00-3-0139 | CPY-150-00-3-0139 | 150 Cyl, no Solenoid, HFC-227ea, 139lb | 12877.77 | 17170 | L3 | 139 | LB | US
CPY-150-00-3-0140 | CPY-150-00-3-0140 | 150 Cyl, no Solenoid, HFC-227ea, 140lb | 12928.05 | 17237 | L3 | 140 | LB | US
CPY-150-00-3-0141 | CPY-150-00-3-0141 | 150 Cyl, no Solenoid, HFC-227ea, 141lb | 12978.36 | 17304 | L3 | 141 | LB | US
CPY-150-00-3-0142 | CPY-150-00-3-0142 | 150 Cyl, no Solenoid, HFC-227ea, 142lb | 13028.65 | 17372 | L3 | 142 | LB | US
CPY-150-00-3-0143 | CPY-150-00-3-0143 | 150 Cyl, no Solenoid, HFC-227ea, 143lb | 13078.95 | 17439 | L3 | 143 | LB | US
CPY-150-00-3-0144 | CPY-150-00-3-0144 | 150 Cyl, no Solenoid, HFC-227ea, 144lb | 13129.23 | 17506 | L3 | 144 | LB | US
CPY-150-00-3-0145 | CPY-150-00-3-0145 | 150 Cyl, no Solenoid, HFC-227ea, 145lb | 13179.52 | 17573 | L3 | 145 | LB | US
CPY-150-00-3-0146 | CPY-150-00-3-0146 | 150 Cyl, no Solenoid, HFC-227ea, 146lb | 13229.82 | 17640 | L3 | 146 | LB | US
CPY-150-00-3-0147 | CPY-150-00-3-0147 | 150 Cyl, no Solenoid, HFC-227ea, 147lb | 13280.11 | 17707 | L3 | 147 | LB | US
CPY-150-00-3-0148 | CPY-150-00-3-0148 | 150 Cyl, no Solenoid, HFC-227ea, 148lb | 13330.41 | 17774 | L3 | 148 | LB | US
CPY-150-00-3-0149 | CPY-150-00-3-0149 | 150 Cyl, no Solenoid, HFC-227ea, 149lb | 13380.71 | 17841 | L3 | 149 | LB | US
CPY-150-00-3-0150 | CPY-150-00-3-0150 | 150 Cyl, no Solenoid, HFC-227ea, 150lb | 13431 | 17908 | L3 | 150 | LB | US
CPY-250 |  | 250lb Systems
CPY-250-00-3-0109 | CPY-250-00-3-0109 | 250 Cyl, no Solenoid, HFC-227ea, 109lb | 12167.57 | 16223 | L3 | 109 | LB | US
CPY-250-00-3-0110 | CPY-250-00-3-0110 | 250 Cyl, no Solenoid, HFC-227ea, 110lb | 12217.86 | 16290 | L3 | 110 | LB | US
CPY-250-00-3-0115 | CPY-250-00-3-0115 | 250 Cyl, no Solenoid, HFC-227ea, 115lb | 12469.34 | 16626 | L3 | 115 | LB | US
CPY-250-00-3-0120 | CPY-250-00-3-0120 | 250 Cyl, no Solenoid, HFC-227ea, 120lb | 12720.8 | 16961 | L3 | 120 | LB | US
CPY-250-00-3-0125 | CPY-250-00-3-0125 | 250 Cyl, no Solenoid, HFC-227ea, 125lb | 12972.26 | 17296 | L3 | 125 | LB | US
CPY-250-00-3-0130 | CPY-250-00-3-0130 | 250 Cyl, no Solenoid, HFC-227ea, 130lb | 13223.74 | 17632 | L3 | 130 | LB | US
CPY-250-00-3-0135 | CPY-250-00-3-0135 | 250 Cyl, no Solenoid, HFC-227ea, 135lb | 13475.2 | 17967 | L3 | 135 | LB | US
CPY-250-00-3-0140 | CPY-250-00-3-0140 | 250 Cyl, no Solenoid, HFC-227ea, 140lb | 13726.66 | 18302 | L3 | 140 | LB | US
CPY-250-00-3-0145 | CPY-250-00-3-0145 | 250 Cyl, no Solenoid, HFC-227ea, 145lb | 13978.13 | 18638 | L3 | 145 | LB | US
CPY-250-00-3-0150 | CPY-250-00-3-0150 | 250 Cyl, no Solenoid, HFC-227ea, 150lb | 14229.6 | 18973 | L3 | 150 | LB | US
CPY-250-00-3-0155 | CPY-250-00-3-0155 | 250 Cyl, no Solenoid, HFC-227ea, 155lb | 14481.07 | 19308 | L3 | 155 | LB | US
CPY-250-00-3-0160 | CPY-250-00-3-0160 | 250 Cyl, no Solenoid, HFC-227ea, 160lb | 14732.54 | 19643 | L3 | 160 | LB | US
CPY-250-00-3-0165 | CPY-250-00-3-0165 | 250 Cyl, no Solenoid, HFC-227ea, 165lb | 14984.01 | 19979 | L3 | 165 | LB | US
CPY-250-00-3-0170 | CPY-250-00-3-0170 | 250 Cyl, no Solenoid, HFC-227ea, 170lb | 15235.47 | 20314 | L3 | 170 | LB | US
CPY-250-00-3-0175 | CPY-250-00-3-0175 | 250 Cyl, no Solenoid, HFC-227ea, 175lb | 15486.93 | 20649 | L3 | 175 | LB | US
CPY-250-00-3-0180 | CPY-250-00-3-0180 | 250 Cyl, no Solenoid, HFC-227ea, 180lb | 15738.39 | 20985 | L3 | 180 | LB | US
CPY-250-00-3-0185 | CPY-250-00-3-0185 | 250 Cyl, no Solenoid, HFC-227ea, 185lb | 15989.88 | 21320 | L3 | 185 | LB | US
CPY-250-00-3-0190 | CPY-250-00-3-0190 | 250 Cyl, no Solenoid, HFC-227ea, 190lb | 16241.35 | 21655 | L3 | 190 | LB | US
CPY-250-00-3-0195 | CPY-250-00-3-0195 | 250 Cyl, no Solenoid, HFC-227ea, 195lb | 16492.81 | 21990 | L3 | 195 | LB | US
CPY-250-00-3-0200 | CPY-250-00-3-0200 | 250 Cyl, no Solenoid, HFC-227ea, 200lb | 16744.28 | 22326 | L3 | 200 | LB | US
CPY-250-00-3-0205 | CPY-250-00-3-0205 | 250 Cyl, no Solenoid, HFC-227ea, 205lb | 16995.74 | 22661 | L3 | 205 | LB | US
CPY-250-00-3-0210 | CPY-250-00-3-0210 | 250 Cyl, no Solenoid, HFC-227ea, 210lb | 17247.19 | 22996 | L3 | 210 | LB | US
CPY-250-00-3-0215 | CPY-250-00-3-0215 | 250 Cyl, no Solenoid, HFC-227ea, 215lb | 17498.67 | 23332 | L3 | 215 | LB | US
CPY-250-00-3-0220 | CPY-250-00-3-0220 | 250 Cyl, no Solenoid, HFC-227ea, 220lb | 17750.15 | 23667 | L3 | 220 | LB | US
CPY-250-00-3-0225 | CPY-250-00-3-0225 | 250 Cyl, no Solenoid, HFC-227ea, 225lb | 18001.62 | 24002 | L3 | 225 | LB | US
CPY-250-00-3-0230 | CPY-250-00-3-0230 | 250 Cyl, no Solenoid, HFC-227ea, 230lb | 18253.08 | 24337 | L3 | 230 | LB | US
CPY-250-00-3-0235 | CPY-250-00-3-0235 | 250 Cyl, no Solenoid, HFC-227ea, 235lb | 18504.55 | 24673 | L3 | 235 | LB | US
CPY-250-00-3-0240 | CPY-250-00-3-0240 | 250 Cyl, no Solenoid, HFC-227ea, 240lb | 18756.02 | 25008 | L3 | 240 | LB | US
CPY-250-00-3-0245 | CPY-250-00-3-0245 | 250 Cyl, no Solenoid, HFC-227ea, 245lb | 19007.47 | 25343 | L3 | 245 | LB | US
CPY-250-00-3-0250 | CPY-250-00-3-0250 | 250 Cyl, no Solenoid, HFC-227ea, 250lb | 19258.94 | 25679 | L3 | 250 | LB | US
CPY-375 |  | 375lb Systems
CPY-375-00-3-0163 | CPY-375-00-3-0163 | 375 Cyl, no Solenoid, HFC-227ea, 163lb | 16433.56 | 21911 | L3 | 163 | LB | US
CPY-375-00-3-0165 | CPY-375-00-3-0165 | 375 Cyl, no Solenoid, HFC-227ea, 165lb | 16534.15 | 22046 | L3 | 165 | LB | US
CPY-375-00-3-0170 | CPY-375-00-3-0170 | 375 Cyl, no Solenoid, HFC-227ea, 170lb | 16785.62 | 22381 | L3 | 170 | LB | US
CPY-375-00-3-0175 | CPY-375-00-3-0175 | 375 Cyl, no Solenoid, HFC-227ea, 175lb | 17037.08 | 22716 | L3 | 175 | LB | US
CPY-375-00-3-0180 | CPY-375-00-3-0180 | 375 Cyl, no Solenoid, HFC-227ea, 180lb | 17288.53 | 23051 | L3 | 180 | LB | US
CPY-375-00-3-0185 | CPY-375-00-3-0185 | 375 Cyl, no Solenoid, HFC-227ea, 185lb | 17540.01 | 23387 | L3 | 185 | LB | US
CPY-375-00-3-0190 | CPY-375-00-3-0190 | 375 Cyl, no Solenoid, HFC-227ea, 190lb | 17791.48 | 23722 | L3 | 190 | LB | US
CPY-375-00-3-0195 | CPY-375-00-3-0195 | 375 Cyl, no Solenoid, HFC-227ea, 195lb | 18042.96 | 24057 | L3 | 195 | LB | US
CPY-375-00-3-0200 | CPY-375-00-3-0200 | 375 Cyl, no Solenoid, HFC-227ea, 200lb | 18294.42 | 24393 | L3 | 200 | LB | US
CPY-375-00-3-0205 | CPY-375-00-3-0205 | 375 Cyl, no Solenoid, HFC-227ea, 205lb | 18545.89 | 24728 | L3 | 205 | LB | US
CPY-375-00-3-0210 | CPY-375-00-3-0210 | 375 Cyl, no Solenoid, HFC-227ea, 210lb | 18797.36 | 25063 | L3 | 210 | LB | US
CPY-375-00-3-0215 | CPY-375-00-3-0215 | 375 Cyl, no Solenoid, HFC-227ea, 215lb | 19048.81 | 25398 | L3 | 215 | LB | US
CPY-375-00-3-0220 | CPY-375-00-3-0220 | 375 Cyl, no Solenoid, HFC-227ea, 220lb | 19300.28 | 25734 | L3 | 220 | LB | US
CPY-375-00-3-0225 | CPY-375-00-3-0225 | 375 Cyl, no Solenoid, HFC-227ea, 225lb | 19551.75 | 26069 | L3 | 225 | LB | US
CPY-375-00-3-0230 | CPY-375-00-3-0230 | 375 Cyl, no Solenoid, HFC-227ea, 230lb | 19803.23 | 26404 | L3 | 230 | LB | US
CPY-375-00-3-0235 | CPY-375-00-3-0235 | 375 Cyl, no Solenoid, HFC-227ea, 235lb | 20054.69 | 26740 | L3 | 235 | LB | US
CPY-375-00-3-0240 | CPY-375-00-3-0240 | 375 Cyl, no Solenoid, HFC-227ea, 240lb | 20306.17 | 27075 | L3 | 240 | LB | US
CPY-375-00-3-0245 | CPY-375-00-3-0245 | 375 Cyl, no Solenoid, HFC-227ea, 245lb | 20557.62 | 27410 | L3 | 245 | LB | US
CPY-375-00-3-0250 | CPY-375-00-3-0250 | 375 Cyl, no Solenoid, HFC-227ea, 250lb | 20809.08 | 27745 | L3 | 250 | LB | US
CPY-375-00-3-0255 | CPY-375-00-3-0255 | 375 Cyl, no Solenoid, HFC-227ea, 255lb | 21060.55 | 28081 | L3 | 255 | LB | US
CPY-375-00-3-0260 | CPY-375-00-3-0260 | 375 Cyl, no Solenoid, HFC-227ea, 260lb | 21312.02 | 28416 | L3 | 260 | LB | US
CPY-375-00-3-0265 | CPY-375-00-3-0265 | 375 Cyl, no Solenoid, HFC-227ea, 265lb | 21563.51 | 28751 | L3 | 265 | LB | US
CPY-375-00-3-0270 | CPY-375-00-3-0270 | 375 Cyl, no Solenoid, HFC-227ea, 270lb | 21814.97 | 29087 | L3 | 270 | LB | US
CPY-375-00-3-0275 | CPY-375-00-3-0275 | 375 Cyl, no Solenoid, HFC-227ea, 275lb | 22066.44 | 29422 | L3 | 275 | LB | US
CPY-375-00-3-0280 | CPY-375-00-3-0280 | 375 Cyl, no Solenoid, HFC-227ea, 280lb | 22317.89 | 29757 | L3 | 280 | LB | US
CPY-375-00-3-0285 | CPY-375-00-3-0285 | 375 Cyl, no Solenoid, HFC-227ea, 285lb | 22569.35 | 30092 | L3 | 285 | LB | US
CPY-375-00-3-0290 | CPY-375-00-3-0290 | 375 Cyl, no Solenoid, HFC-227ea, 290lb | 22820.82 | 30428 | L3 | 290 | LB | US
CPY-375-00-3-0295 | CPY-375-00-3-0295 | 375 Cyl, no Solenoid, HFC-227ea, 295lb | 23072.3 | 30763 | L3 | 295 | LB | US
CPY-375-00-3-0300 | CPY-375-00-3-0300 | 375 Cyl, no Solenoid, HFC-227ea, 300lb | 23323.78 | 31098 | L3 | 300 | LB | US
CPY-375-00-3-0305 | CPY-375-00-3-0305 | 375 Cyl, no Solenoid, HFC-227ea, 305lb | 23575.24 | 31434 | L3 | 305 | LB | US
CPY-375-00-3-0310 | CPY-375-00-3-0310 | 375 Cyl, no Solenoid, HFC-227ea, 310lb | 23826.7 | 31769 | L3 | 310 | LB | US
CPY-375-00-3-0315 | CPY-375-00-3-0315 | 375 Cyl, no Solenoid, HFC-227ea, 315lb | 24078.16 | 32104 | L3 | 315 | LB | US
CPY-375-00-3-0320 | CPY-375-00-3-0320 | 375 Cyl, no Solenoid, HFC-227ea, 320lb | 24329.62 | 32439 | L3 | 320 | LB | US
CPY-375-00-3-0325 | CPY-375-00-3-0325 | 375 Cyl, no Solenoid, HFC-227ea, 325lb | 24581.1 | 32775 | L3 | 325 | LB | US
CPY-375-00-3-0330 | CPY-375-00-3-0330 | 375 Cyl, no Solenoid, HFC-227ea, 330lb | 24832.57 | 33110 | L3 | 330 | LB | US
CPY-375-00-3-0335 | CPY-375-00-3-0335 | 375 Cyl, no Solenoid, HFC-227ea, 335lb | 25084.05 | 33445 | L3 | 335 | LB | US
CPY-375-00-3-0340 | CPY-375-00-3-0340 | 375 Cyl, no Solenoid, HFC-227ea, 340lb | 25335.5 | 33781 | L3 | 340 | LB | US
CPY-375-00-3-0345 | CPY-375-00-3-0345 | 375 Cyl, no Solenoid, HFC-227ea, 345lb | 25586.97 | 34116 | L3 | 345 | LB | US
CPY-375-00-3-0350 | CPY-375-00-3-0350 | 375 Cyl, no Solenoid, HFC-227ea, 350lb | 25838.44 | 34451 | L3 | 350 | LB | US
CPY-375-00-3-0355 | CPY-375-00-3-0355 | 375 Cyl, no Solenoid, HFC-227ea, 355lb | 26089.9 | 34787 | L3 | 355 | LB | US
CPY-375-00-3-0360 | CPY-375-00-3-0360 | 375 Cyl, no Solenoid, HFC-227ea, 360lb | 26341.37 | 35122 | L3 | 360 | LB | US
CPY-375-00-3-0365 | CPY-375-00-3-0365 | 375 Cyl, no Solenoid, HFC-227ea, 365lb | 26592.84 | 35457 | L3 | 365 | LB | US
CPY-375-00-3-0370 | CPY-375-00-3-0370 | 375 Cyl, no Solenoid, HFC-227ea, 370lb | 26844.32 | 35792 | L3 | 370 | LB | US
CPY-375-00-3-0375 | CPY-375-00-3-0375 | 375 Cyl, no Solenoid, HFC-227ea, 375lb | 27095.78 | 36128 | L3 | 375 | LB | US
CPY-560 |  | 560lb Systems
CPY-560-00-3-0241 | CPY-560-00-3-0241 | 560 Cyl, no Solenoid, HFC-227ea, 241lb | 21840.61 | 29121 | L3 | 241 | LB | US
CPY-560-00-3-0245 | CPY-560-00-3-0245 | 560 Cyl, no Solenoid, HFC-227ea, 245lb | 22041.8 | 29389 | L3 | 245 | LB | US
CPY-560-00-3-0250 | CPY-560-00-3-0250 | 560 Cyl, no Solenoid, HFC-227ea, 250lb | 22293.25 | 29724 | L3 | 250 | LB | US
CPY-560-00-3-0255 | CPY-560-00-3-0255 | 560 Cyl, no Solenoid, HFC-227ea, 255b | 22544.72 | 30060 | L3 | 255 | LB | US
CPY-560-00-3-0260 | CPY-560-00-3-0260 | 560 Cyl, no Solenoid, HFC-227ea, 260lb | 22796.19 | 30395 | L3 | 260 | LB | US
CPY-560-00-3-0265 | CPY-560-00-3-0265 | 560 Cyl, no Solenoid, HFC-227ea, 265lb | 23047.66 | 30730 | L3 | 265 | LB | US
CPY-560-00-3-0270 | CPY-560-00-3-0270 | 560 Cyl, no Solenoid, HFC-227ea, 270lb | 23299.12 | 31065 | L3 | 270 | LB | US
CPY-560-00-3-0275 | CPY-560-00-3-0275 | 560 Cyl, no Solenoid, HFC-227ea, 275lb | 23550.6 | 31401 | L3 | 275 | LB | US
CPY-560-00-3-0280 | CPY-560-00-3-0280 | 560 Cyl, no Solenoid, HFC-227ea, 280lb | 23802.06 | 31736 | L3 | 280 | LB | US
CPY-560-00-3-0285 | CPY-560-00-3-0285 | 560 Cyl, no Solenoid, HFC-227ea, 285lb | 24053.53 | 32071 | L3 | 285 | LB | US
CPY-560-00-3-0290 | CPY-560-00-3-0290 | 560 Cyl, no Solenoid, HFC-227ea, 290lb | 24305 | 32407 | L3 | 290 | LB | US
CPY-560-00-3-0295 | CPY-560-00-3-0295 | 560 Cyl, no Solenoid, HFC-227ea, 295lb | 24556.46 | 32742 | L3 | 295 | LB | US
CPY-560-00-3-0300 | CPY-560-00-3-0300 | 560 Cyl, no Solenoid, HFC-227ea, 300lb | 24807.93 | 33077 | L3 | 300 | LB | US
CPY-560-00-3-0305 | CPY-560-00-3-0305 | 560 Cyl, no Solenoid, HFC-227ea, 305lb | 25059.39 | 33413 | L3 | 305 | LB | US
CPY-560-00-3-0310 | CPY-560-00-3-0310 | 560 Cyl, no Solenoid, HFC-227ea, 310lb | 25310.86 | 33748 | L3 | 310 | LB | US
CPY-560-00-3-0315 | CPY-560-00-3-0315 | 560 Cyl, no Solenoid, HFC-227ea, 315lb | 25562.34 | 34083 | L3 | 315 | LB | US
CPY-560-00-3-0320 | CPY-560-00-3-0320 | 560 Cyl, no Solenoid, HFC-227ea, 320lb | 25813.8 | 34418 | L3 | 320 | LB | US
CPY-560-00-3-0325 | CPY-560-00-3-0325 | 560 Cyl, no Solenoid, HFC-227ea, 325lb | 26065.27 | 34754 | L3 | 325 | LB | US
CPY-560-00-3-0330 | CPY-560-00-3-0330 | 560 Cyl, no Solenoid, HFC-227ea, 330lb | 26316.73 | 35089 | L3 | 330 | LB | US
CPY-560-00-3-0335 | CPY-560-00-3-0335 | 560 Cyl, no Solenoid, HFC-227ea, 335lb | 26568.2 | 35424 | L3 | 335 | LB | US
CPY-560-00-3-0340 | CPY-560-00-3-0340 | 560 Cyl, no Solenoid, HFC-227ea, 340lb | 26819.66 | 35760 | L3 | 340 | LB | US
CPY-560-00-3-0345 | CPY-560-00-3-0345 | 560 Cyl, no Solenoid, HFC-227ea, 345lb | 27071.14 | 36095 | L3 | 345 | LB | US
CPY-560-00-3-0350 | CPY-560-00-3-0350 | 560 Cyl, no Solenoid, HFC-227ea, 350lb | 27322.61 | 36430 | L3 | 350 | LB | US
CPY-560-00-3-0355 | CPY-560-00-3-0355 | 560 Cyl, no Solenoid, HFC-227ea, 355lb | 27574.07 | 36765 | L3 | 355 | LB | US
CPY-560-00-3-0360 | CPY-560-00-3-0360 | 560 Cyl, no Solenoid, HFC-227ea, 360lb | 27825.54 | 37101 | L3 | 360 | LB | US
CPY-560-00-3-0365 | CPY-560-00-3-0365 | 560 Cyl, no Solenoid, HFC-227ea, 365lb | 28077 | 37436 | L3 | 365 | LB | US
CPY-560-00-3-0370 | CPY-560-00-3-0370 | 560 Cyl, no Solenoid, HFC-227ea, 370lb | 28328.48 | 37771 | L3 | 370 | LB | US
CPY-560-00-3-0375 | CPY-560-00-3-0375 | 560 Cyl, no Solenoid, HFC-227ea, 375lb | 28579.93 | 38107 | L3 | 375 | LB | US
CPY-560-00-3-0380 | CPY-560-00-3-0380 | 560 Cyl, no Solenoid, HFC-227ea, 380lb | 28831.41 | 38442 | L3 | 380 | LB | US
CPY-560-00-3-0385 | CPY-560-00-3-0385 | 560 Cyl, no Solenoid, HFC-227ea, 385lb | 29082.88 | 38777 | L3 | 385 | LB | US
CPY-560-00-3-0390 | CPY-560-00-3-0390 | 560 Cyl, no Solenoid, HFC-227ea, 390lb | 29334.34 | 39112 | L3 | 390 | LB | US
CPY-560-00-3-0395 | CPY-560-00-3-0395 | 560 Cyl, no Solenoid, HFC-227ea, 395lb | 29585.82 | 39448 | L3 | 395 | LB | US
CPY-560-00-3-0400 | CPY-560-00-3-0400 | 560 Cyl, no Solenoid, HFC-227ea, 400lb | 29837.28 | 39783 | L3 | 400 | LB | US
CPY-560-00-3-0405 | CPY-560-00-3-0405 | 560 Cyl, no Solenoid, HFC-227ea, 405lb | 30088.74 | 40118 | L3 | 405 | LB | US
CPY-560-00-3-0410 | CPY-560-00-3-0410 | 560 Cyl, no Solenoid, HFC-227ea, 410lb | 30340.2 | 40454 | L3 | 410 | LB | US
CPY-560-00-3-0415 | CPY-560-00-3-0415 | 560 Cyl, no Solenoid, HFC-227ea, 415lb | 30591.68 | 40789 | L3 | 415 | LB | US
CPY-560-00-3-0420 | CPY-560-00-3-0420 | 560 Cyl, no Solenoid, HFC-227ea, 420lb | 30843.16 | 41124 | L3 | 420 | LB | US
CPY-560-00-3-0425 | CPY-560-00-3-0425 | 560 Cyl, no Solenoid, HFC-227ea, 425lb | 31094.62 | 41459 | L3 | 425 | LB | US
CPY-560-00-3-0430 | CPY-560-00-3-0430 | 560 Cyl, no Solenoid, HFC-227ea, 430lb | 31346.09 | 41795 | L3 | 430 | LB | US
CPY-560-00-3-0435 | CPY-560-00-3-0435 | 560 Cyl, no Solenoid, HFC-227ea, 435lb | 31597.54 | 42130 | L3 | 435 | LB | US
CPY-560-00-3-0440 | CPY-560-00-3-0440 | 560 Cyl, no Solenoid, HFC-227ea, 440lb | 31849.01 | 42465 | L3 | 440 | LB | US
CPY-560-00-3-0445 | CPY-560-00-3-0445 | 560 Cyl, no Solenoid, HFC-227ea, 445lb | 32100.47 | 42801 | L3 | 445 | LB | US
CPY-560-00-3-0450 | CPY-560-00-3-0450 | 560 Cyl, no Solenoid, HFC-227ea, 450lb | 32351.96 | 43136 | L3 | 450 | LB | US
CPY-560-00-3-0455 | CPY-560-00-3-0455 | 560 Cyl, no Solenoid, HFC-227ea, 455lb | 32603.43 | 43471 | L3 | 455 | LB | US
CPY-560-00-3-0460 | CPY-560-00-3-0460 | 560 Cyl, no Solenoid, HFC-227ea, 460lb | 32854.89 | 43807 | L3 | 460 | LB | US
CPY-560-00-3-0465 | CPY-560-00-3-0465 | 560 Cyl, no Solenoid, HFC-227ea, 465lb | 33106.36 | 44142 | L3 | 465 | LB | US
CPY-560-00-3-0470 | CPY-560-00-3-0470 | 560 Cyl, no Solenoid, HFC-227ea, 470lb | 33357.81 | 44477 | L3 | 470 | LB | US
CPY-560-00-3-0475 | CPY-560-00-3-0475 | 560 Cyl, no Solenoid, HFC-227ea, 475lb | 33609.28 | 44812 | L3 | 475 | LB | US
CPY-560-00-3-0480 | CPY-560-00-3-0480 | 560 Cyl, no Solenoid, HFC-227ea, 480lb | 33860.75 | 45148 | L3 | 480 | LB | US
CPY-560-00-3-0485 | CPY-560-00-3-0485 | 560 Cyl, no Solenoid, HFC-227ea, 485lb | 34112.23 | 45483 | L3 | 485 | LB | US
CPY-560-00-3-0490 | CPY-560-00-3-0490 | 560 Cyl, no Solenoid, HFC-227ea, 490lb | 34363.7 | 45818 | L3 | 490 | LB | US
CPY-560-00-3-0495 | CPY-560-00-3-0495 | 560 Cyl, no Solenoid, HFC-227ea, 495lb | 34615.16 | 46154 | L3 | 495 | LB | US
CPY-560-00-3-0500 | CPY-560-00-3-0500 | 560 Cyl, no Solenoid, HFC-227ea, 500lb | 34866.62 | 46489 | L3 | 500 | LB | US
CPY-560-00-3-0505 | CPY-560-00-3-0505 | 560 Cyl, no Solenoid, HFC-227ea, 505lb | 35118.09 | 46824 | L3 | 505 | LB | US
CPY-560-00-3-0510 | CPY-560-00-3-0510 | 560 Cyl, no Solenoid, HFC-227ea, 510lb | 35369.56 | 47159 | L3 | 510 | LB | US
CPY-560-00-3-0515 | CPY-560-00-3-0515 | 560 Cyl, no Solenoid, HFC-227ea, 515lb | 35621.02 | 47495 | L3 | 515 | LB | US
CPY-560-00-3-0520 | CPY-560-00-3-0520 | 560 Cyl, no Solenoid, HFC-227ea, 520lb | 35872.5 | 47830 | L3 | 520 | LB | US
CPY-560-00-3-0525 | CPY-560-00-3-0525 | 560 Cyl, no Solenoid, HFC-227ea, 525lb | 36123.97 | 48165 | L3 | 525 | LB | US
CPY-560-00-3-0530 | CPY-560-00-3-0530 | 560 Cyl, no Solenoid, HFC-227ea, 530lb | 36375.42 | 48501 | L3 | 530 | LB | US
CPY-560-00-3-0535 | CPY-560-00-3-0535 | 560 Cyl, no Solenoid, HFC-227ea, 535lb | 36626.9 | 48836 | L3 | 535 | LB | US
CPY-560-00-3-0540 | CPY-560-00-3-0540 | 560 Cyl, no Solenoid, HFC-227ea, 540lb | 36878.36 | 49171 | L3 | 540 | LB | US
CPY-560-00-3-0545 | CPY-560-00-3-0545 | 560 Cyl, no Solenoid, HFC-227ea, 545lb | 37129.83 | 49506 | L3 | 545 | LB | US
CPY-560-00-3-0550 | CPY-560-00-3-0550 | 560 Cyl, no Solenoid, HFC-227ea, 550lb | 37381.29 | 49842 | L3 | 550 | LB | US
CPY-560-00-3-0555 | CPY-560-00-3-0555 | 560 Cyl, no Solenoid, HFC-227ea, 555lb | 37632.77 | 50177 | L3 | 555 | LB | US
CPY-560-00-3-0560 | CPY-560-00-3-0560 | 560 Cyl, no Solenoid, HFC-227ea, 560lb | 37884.24 | 50512 | L3 | 560 | LB | US
CPY-900 |  | 900lb Systems
CPY-900-00-3-0387 | CPY-900-00-3-0387 | 900 Cyl, no Solenoid, HFC-227ea, 387 lb | 33053.85 | 44072 | L3 | 387 | LB | US
CPY-900-00-3-0390 | CPY-900-00-3-0390 | 900 Cyl, no Solenoid, HFC-227ea, 390 lb | 33204.72 | 44273 | L3 | 390 | LB | US
CPY-900-00-3-0395 | CPY-900-00-3-0395 | 900 Cyl, no Solenoid, HFC-227ea, 395 lb | 33456.19 | 44608 | L3 | 395 | LB | US
CPY-900-00-3-0400 | CPY-900-00-3-0400 | 900 Cyl, no Solenoid, HFC-227ea, 400 lb | 33707.66 | 44944 | L3 | 400 | LB | US
CPY-900-00-3-0405 | CPY-900-00-3-0405 | 900 Cyl, no Solenoid, HFC-227ea, 405 lb | 33959.13 | 45279 | L3 | 405 | LB | US
CPY-900-00-3-0410 | CPY-900-00-3-0410 | 900 Cyl, no Solenoid, HFC-227ea, 410 lb | 34210.6 | 45614 | L3 | 410 | LB | US
CPY-900-00-3-0415 | CPY-900-00-3-0415 | 900 Cyl, no Solenoid, HFC-227ea, 415 lb | 34462.07 | 45949 | L3 | 415 | LB | US
CPY-900-00-3-0420 | CPY-900-00-3-0420 | 900 Cyl, no Solenoid, HFC-227ea, 420 lb | 34713.53 | 46285 | L3 | 420 | LB | US
CPY-900-00-3-0425 | CPY-900-00-3-0425 | 900 Cyl, no Solenoid, HFC-227ea, 425 lb | 34965 | 46620 | L3 | 425 | LB | US
CPY-900-00-3-0430 | CPY-900-00-3-0430 | 900 Cyl, no Solenoid, HFC-227ea, 430 lb | 35216.46 | 46955 | L3 | 430 | LB | US
CPY-900-00-3-0435 | CPY-900-00-3-0435 | 900 Cyl, no Solenoid, HFC-227ea, 435 lb | 35467.93 | 47291 | L3 | 435 | LB | US
CPY-900-00-3-0440 | CPY-900-00-3-0440 | 900 Cyl, no Solenoid, HFC-227ea, 440 lb | 35719.4 | 47626 | L3 | 440 | LB | US
CPY-900-00-3-0445 | CPY-900-00-3-0445 | 900 Cyl, no Solenoid, HFC-227ea, 445 lb | 35970.88 | 47961 | L3 | 445 | LB | US
CPY-900-00-3-0450 | CPY-900-00-3-0450 | 900 Cyl, no Solenoid, HFC-227ea, 450 lb | 36222.34 | 48296 | L3 | 450 | LB | US
CPY-900-00-3-0455 | CPY-900-00-3-0455 | 900 Cyl, no Solenoid, HFC-227ea, 455 lb | 36473.8 | 48632 | L3 | 455 | LB | US
CPY-900-00-3-0460 | CPY-900-00-3-0460 | 900 Cyl, no Solenoid, HFC-227ea, 460 lb | 36725.27 | 48967 | L3 | 460 | LB | US
CPY-900-00-3-0465 | CPY-900-00-3-0465 | 900 Cyl, no Solenoid, HFC-227ea, 465 lb | 36976.73 | 49302 | L3 | 465 | LB | US
CPY-900-00-3-0470 | CPY-900-00-3-0470 | 900 Cyl, no Solenoid, HFC-227ea, 470 lb | 37228.2 | 49638 | L3 | 470 | LB | US
CPY-900-00-3-0475 | CPY-900-00-3-0475 | 900 Cyl, no Solenoid, HFC-227ea, 475 lb | 37479.68 | 49973 | L3 | 475 | LB | US
CPY-900-00-3-0480 | CPY-900-00-3-0480 | 900 Cyl, no Solenoid, HFC-227ea, 480 lb | 37731.14 | 50308 | L3 | 480 | LB | US
CPY-900-00-3-0485 | CPY-900-00-3-0485 | 900 Cyl, no Solenoid, HFC-227ea, 485 lb | 37982.61 | 50643 | L3 | 485 | LB | US
CPY-900-00-3-0490 | CPY-900-00-3-0490 | 900 Cyl, no Solenoid, HFC-227ea, 490 lb | 38234.07 | 50979 | L3 | 490 | LB | US
CPY-900-00-3-0495 | CPY-900-00-3-0495 | 900 Cyl, no Solenoid, HFC-227ea, 495 lb | 38485.54 | 51314 | L3 | 495 | LB | US
CPY-900-00-3-0500 | CPY-900-00-3-0500 | 900 Cyl, no Solenoid, HFC-227ea, 500 lb | 38737 | 51649 | L3 | 500 | LB | US
CPY-900-00-3-0505 | CPY-900-00-3-0505 | 900 Cyl, no Solenoid, HFC-227ea, 505 lb | 38988.48 | 51985 | L3 | 505 | LB | US
CPY-900-00-3-0510 | CPY-900-00-3-0510 | 900 Cyl, no Solenoid, HFC-227ea, 510 lb | 39239.94 | 52320 | L3 | 510 | LB | US
CPY-900-00-3-0515 | CPY-900-00-3-0515 | 900 Cyl, no Solenoid, HFC-227ea, 515 lb | 39491.41 | 52655 | L3 | 515 | LB | US
CPY-900-00-3-0520 | CPY-900-00-3-0520 | 900 Cyl, no Solenoid, HFC-227ea, 520 lb | 39742.88 | 52991 | L3 | 520 | LB | US
CPY-900-00-3-0525 | CPY-900-00-3-0525 | 900 Cyl, no Solenoid, HFC-227ea, 525 lb | 39994.34 | 53326 | L3 | 525 | LB | US
CPY-900-00-3-0530 | CPY-900-00-3-0530 | 900 Cyl, no Solenoid, HFC-227ea, 530 lb | 40245.82 | 53661 | L3 | 530 | LB | US
CPY-900-00-3-0535 | CPY-900-00-3-0535 | 900 Cyl, no Solenoid, HFC-227ea, 535 lb | 40497.28 | 53996 | L3 | 535 | LB | US
CPY-900-00-3-0540 | CPY-900-00-3-0540 | 900 Cyl, no Solenoid, HFC-227ea, 540 lb | 40748.74 | 54332 | L3 | 540 | LB | US
CPY-900-00-3-0545 | CPY-900-00-3-0545 | 900 Cyl, no Solenoid, HFC-227ea, 545 lb | 41000.21 | 54667 | L3 | 545 | LB | US
CPY-900-00-3-0550 | CPY-900-00-3-0550 | 900 Cyl, no Solenoid, HFC-227ea, 550 lb | 41251.68 | 55002 | L3 | 550 | LB | US
CPY-900-00-3-0555 | CPY-900-00-3-0555 | 900 Cyl, no Solenoid, HFC-227ea, 555 lb | 41503.16 | 55338 | L3 | 555 | LB | US
CPY-900-00-3-0560 | CPY-900-00-3-0560 | 900 Cyl, no Solenoid, HFC-227ea, 560 lb | 41754.62 | 55673 | L3 | 560 | LB | US
CPY-900-00-3-0565 | CPY-900-00-3-0565 | 900 Cyl, no Solenoid, HFC-227ea, 565 lb | 42006.09 | 56008 | L3 | 565 | LB | US
CPY-900-00-3-0570 | CPY-900-00-3-0570 | 900 Cyl, no Solenoid, HFC-227ea, 570 lb | 42257.54 | 56343 | L3 | 570 | LB | US
CPY-900-00-3-0575 | CPY-900-00-3-0575 | 900 Cyl, no Solenoid, HFC-227ea, 575 lb | 42509.01 | 56679 | L3 | 575 | LB | US
CPY-900-00-3-0580 | CPY-900-00-3-0580 | 900 Cyl, no Solenoid, HFC-227ea, 580 lb | 42760.48 | 57014 | L3 | 580 | LB | US
CPY-900-00-3-0585 | CPY-900-00-3-0585 | 900 Cyl, no Solenoid, HFC-227ea, 585 lb | 43011.96 | 57349 | L3 | 585 | LB | US
CPY-900-00-3-0590 | CPY-900-00-3-0590 | 900 Cyl, no Solenoid, HFC-227ea, 590 lb | 43263.43 | 57685 | L3 | 590 | LB | US
CPY-900-00-3-0595 | CPY-900-00-3-0595 | 900 Cyl, no Solenoid, HFC-227ea, 595 lb | 43514.89 | 58020 | L3 | 595 | LB | US
CPY-900-00-3-0600 | CPY-900-00-3-0600 | 900 Cyl, no Solenoid, HFC-227ea, 600 lb | 43766.36 | 58355 | L3 | 600 | LB | US
CPY-900-00-3-0605 | CPY-900-00-3-0605 | 900 Cyl, no Solenoid, HFC-227ea, 605 lb | 44017.81 | 58690 | L3 | 605 | LB | US
CPY-900-00-3-0610 | CPY-900-00-3-0610 | 900 Cyl, no Solenoid, HFC-227ea, 610 lb | 44269.28 | 59026 | L3 | 610 | LB | US
CPY-900-00-3-0615 | CPY-900-00-3-0615 | 900 Cyl, no Solenoid, HFC-227ea, 615 lb | 44520.76 | 59361 | L3 | 615 | LB | US
CPY-900-00-3-0620 | CPY-900-00-3-0620 | 900 Cyl, no Solenoid, HFC-227ea, 620 lb | 44772.23 | 59696 | L3 | 620 | LB | US
CPY-900-00-3-0625 | CPY-900-00-3-0625 | 900 Cyl, no Solenoid, HFC-227ea, 625 lb | 45023.7 | 60032 | L3 | 625 | LB | US
CPY-900-00-3-0630 | CPY-900-00-3-0630 | 900 Cyl, no Solenoid, HFC-227ea, 630 lb | 45275.16 | 60367 | L3 | 630 | LB | US
CPY-900-00-3-0635 | CPY-900-00-3-0635 | 900 Cyl, no Solenoid, HFC-227ea, 635 lb | 45526.62 | 60702 | L3 | 635 | LB | US
CPY-900-00-3-0640 | CPY-900-00-3-0640 | 900 Cyl, no Solenoid, HFC-227ea, 640 lb | 45778.09 | 61037 | L3 | 640 | LB | US
CPY-900-00-3-0645 | CPY-900-00-3-0645 | 900 Cyl, no Solenoid, HFC-227ea, 645 lb | 46029.56 | 61373 | L3 | 645 | LB | US
CPY-900-00-3-0650 | CPY-900-00-3-0650 | 900 Cyl, no Solenoid, HFC-227ea, 650 lb | 46281.03 | 61708 | L3 | 650 | LB | US
CPY-900-00-3-0655 | CPY-900-00-3-0655 | 900 Cyl, no Solenoid, HFC-227ea, 655 lb | 46532.5 | 62043 | L3 | 655 | LB | US
CPY-900-00-3-0660 | CPY-900-00-3-0660 | 900 Cyl, no Solenoid, HFC-227ea, 660 lb | 46783.97 | 62379 | L3 | 660 | LB | US
CPY-900-00-3-0665 | CPY-900-00-3-0665 | 900 Cyl, no Solenoid, HFC-227ea, 665 lb | 47035.42 | 62714 | L3 | 665 | LB | US
CPY-900-00-3-0670 | CPY-900-00-3-0670 | 900 Cyl, no Solenoid, HFC-227ea, 670 lb | 47286.9 | 63049 | L3 | 670 | LB | US
CPY-900-00-3-0675 | CPY-900-00-3-0675 | 900 Cyl, no Solenoid, HFC-227ea, 675 lb | 47538.36 | 63384 | L3 | 675 | LB | US
CPY-900-00-3-0680 | CPY-900-00-3-0680 | 900 Cyl, no Solenoid, HFC-227ea, 680 lb | 47789.83 | 63720 | L3 | 680 | LB | US
CPY-900-00-3-0685 | CPY-900-00-3-0685 | 900 Cyl, no Solenoid, HFC-227ea, 685 lb | 48041.3 | 64055 | L3 | 685 | LB | US
CPY-900-00-3-0690 | CPY-900-00-3-0690 | 900 Cyl, no Solenoid, HFC-227ea, 690 lb | 48292.77 | 64390 | L3 | 690 | LB | US
CPY-900-00-3-0695 | CPY-900-00-3-0695 | 900 Cyl, no Solenoid, HFC-227ea, 695 lb | 48544.25 | 64726 | L3 | 695 | LB | US
CPY-900-00-3-0700 | CPY-900-00-3-0700 | 900 Cyl, no Solenoid, HFC-227ea, 700 lb | 48795.7 | 65061 | L3 | 700 | LB | US
CPY-900-00-3-0705 | CPY-900-00-3-0705 | 900 Cyl, no Solenoid, HFC-227ea, 705 lb | 49047.17 | 65396 | L3 | 705 | LB | US
CPY-900-00-3-0710 | CPY-900-00-3-0710 | 900 Cyl, no Solenoid, HFC-227ea, 710 lb | 49298.63 | 65732 | L3 | 710 | LB | US
CPY-900-00-3-0715 | CPY-900-00-3-0715 | 900 Cyl, no Solenoid, HFC-227ea, 715 lb | 49550.1 | 66067 | L3 | 715 | LB | US
CPY-900-00-3-0720 | CPY-900-00-3-0720 | 900 Cyl, no Solenoid, HFC-227ea, 720 lb | 49801.58 | 66402 | L3 | 720 | LB | US
CPY-900-00-3-0725 | CPY-900-00-3-0725 | 900 Cyl, no Solenoid, HFC-227ea, 725 lb | 50053.05 | 66737 | L3 | 725 | LB | US
CPY-900-00-3-0730 | CPY-900-00-3-0730 | 900 Cyl, no Solenoid, HFC-227ea, 730 lb | 50304.51 | 67073 | L3 | 730 | LB | US
CPY-900-00-3-0735 | CPY-900-00-3-0735 | 900 Cyl, no Solenoid, HFC-227ea, 735 lb | 50555.97 | 67408 | L3 | 735 | LB | US
CPY-900-00-3-0740 | CPY-900-00-3-0740 | 900 Cyl, no Solenoid, HFC-227ea, 740 lb | 50807.44 | 67743 | L3 | 740 | LB | US
CPY-900-00-3-0745 | CPY-900-00-3-0745 | 900 Cyl, no Solenoid, HFC-227ea, 745 lb | 51058.9 | 68079 | L3 | 745 | LB | US
CPY-900-00-3-0750 | CPY-900-00-3-0750 | 900 Cyl, no Solenoid, HFC-227ea, 750 lb | 51310.38 | 68414 | L3 | 750 | LB | US
CPY-900-00-3-0755 | CPY-900-00-3-0755 | 900 Cyl, no Solenoid, HFC-227ea, 755 lb | 51561.85 | 68749 | L3 | 755 | LB | US
CPY-900-00-3-0760 | CPY-900-00-3-0760 | 900 Cyl, no Solenoid, HFC-227ea, 760 lb | 51813.31 | 69084 | L3 | 760 | LB | US
CPY-900-00-3-0765 | CPY-900-00-3-0765 | 900 Cyl, no Solenoid, HFC-227ea, 765 lb | 52064.78 | 69420 | L3 | 765 | LB | US
CPY-900-00-3-0770 | CPY-900-00-3-0770 | 900 Cyl, no Solenoid, HFC-227ea, 770 lb | 52316.24 | 69755 | L3 | 770 | LB | US
CPY-900-00-3-0775 | CPY-900-00-3-0775 | 900 Cyl, no Solenoid, HFC-227ea, 775 lb | 52567.72 | 70090 | L3 | 775 | LB | US
CPY-900-00-3-0780 | CPY-900-00-3-0780 | 900 Cyl, no Solenoid, HFC-227ea, 780 lb | 52819.18 | 70426 | L3 | 780 | LB | US
CPY-900-00-3-0785 | CPY-900-00-3-0785 | 900 Cyl, no Solenoid, HFC-227ea, 785 lb | 53070.65 | 70761 | L3 | 785 | LB | US
CPY-900-00-3-0790 | CPY-900-00-3-0790 | 900 Cyl, no Solenoid, HFC-227ea, 790 lb | 53322.11 | 71096 | L3 | 790 | LB | US
CPY-900-00-3-0795 | CPY-900-00-3-0795 | 900 Cyl, no Solenoid, HFC-227ea, 795 lb | 53573.58 | 71431 | L3 | 795 | LB | US
CPY-900-00-3-0800 | CPY-900-00-3-0800 | 900 Cyl, no Solenoid, HFC-227ea, 800 lb | 53825.05 | 71767 | L3 | 800 | LB | US
CPY-900-00-3-0805 | CPY-900-00-3-0805 | 900 Cyl, no Solenoid, HFC-227ea, 805 lb | 54076.52 | 72102 | L3 | 805 | LB | US
CPY-900-00-3-0810 | CPY-900-00-3-0810 | 900 Cyl, no Solenoid, HFC-227ea, 810 lb | 54327.99 | 72437 | L3 | 810 | LB | US
CPY-900-00-3-0815 | CPY-900-00-3-0815 | 900 Cyl, no Solenoid, HFC-227ea, 815 lb | 54579.45 | 72773 | L3 | 815 | LB | US
CPY-900-00-3-0820 | CPY-900-00-3-0820 | 900 Cyl, no Solenoid, HFC-227ea, 820 lb | 54830.92 | 73108 | L3 | 820 | LB | US
CPY-900-00-3-0825 | CPY-900-00-3-0825 | 900 Cyl, no Solenoid, HFC-227ea, 825 lb | 55082.38 | 73443 | L3 | 825 | LB | US
CPY-900-00-3-0830 | CPY-900-00-3-0830 | 900 Cyl, no Solenoid, HFC-227ea, 830 lb | 55333.86 | 73778 | L3 | 830 | LB | US
CPY-900-00-3-0835 | CPY-900-00-3-0835 | 900 Cyl, no Solenoid, HFC-227ea, 835 lb | 55585.33 | 74114 | L3 | 835 | LB | US
CPY-900-00-3-0840 | CPY-900-00-3-0840 | 900 Cyl, no Solenoid, HFC-227ea, 840 lb | 55836.79 | 74449 | L3 | 840 | LB | US
CPY-900-00-3-0845 | CPY-900-00-3-0845 | 900 Cyl, no Solenoid, HFC-227ea, 845 lb | 56088.26 | 74784 | L3 | 845 | LB | US
CPY-900-00-3-0850 | CPY-900-00-3-0850 | 900 Cyl, no Solenoid, HFC-227ea, 850 lb | 56339.72 | 75120 | L3 | 850 | LB | US
CPY-900-00-3-0855 | CPY-900-00-3-0855 | 900 Cyl, no Solenoid, HFC-227ea, 855 lb | 56591.18 | 75455 | L3 | 855 | LB | US
CPY-900-00-3-0860 | CPY-900-00-3-0860 | 900 Cyl, no Solenoid, HFC-227ea, 860 lb | 56842.66 | 75790 | L3 | 860 | LB | US
CPY-900-00-3-0865 | CPY-900-00-3-0865 | 900 Cyl, no Solenoid, HFC-227ea, 865 lb | 57094.13 | 76126 | L3 | 865 | LB | US
CPY-900-00-3-0870 | CPY-900-00-3-0870 | 900 Cyl, no Solenoid, HFC-227ea, 870 lb | 57345.6 | 76461 | L3 | 870 | LB | US
CPY-900-00-3-0875 | CPY-900-00-3-0875 | 900 Cyl, no Solenoid, HFC-227ea, 875 lb | 57597.06 | 76796 | L3 | 875 | LB | US
CPY-900-00-3-0880 | CPY-900-00-3-0880 | 900 Cyl, no Solenoid, HFC-227ea, 880 lb | 57848.53 | 77131 | L3 | 880 | LB | US
CPY-900-00-3-0885 | CPY-900-00-3-0885 | 900 Cyl, no Solenoid, HFC-227ea, 885 lb | 58099.98 | 77467 | L3 | 885 | LB | US
CPY-900-00-3-0890 | CPY-900-00-3-0890 | 900 Cyl, no Solenoid, HFC-227ea, 890 lb | 58351.46 | 77802 | L3 | 890 | LB | US
CPY-900-00-3-0895 | CPY-900-00-3-0895 | 900 Cyl, no Solenoid, HFC-227ea, 895 lb | 58602.93 | 78137 | L3 | 895 | LB | US
CPY-900-00-3-0900 | CPY-900-00-3-0900 | 900 Cyl, no Solenoid, HFC-227ea, 900 lb | 58854.4 | 78473 | L3 | 900 | LB | US
CPY-1200 |  | 1200lb Systems
CPY-1200-00-3-0519 | CPY-1200-00-3-0519 | 1200 Cyl, no Solenoid, HFC-227ea, 519lb | 43175.75 | 57568 | L3 | 519 | LB | US
CPY-1200-00-3-0520 | CPY-1200-00-3-0520 | 1200 Cyl, no Solenoid, HFC-227ea, 520lb | 43226.05 | 57635 | L3 | 520 | LB | US
CPY-1200-00-3-0525 | CPY-1200-00-3-0525 | 1200 Cyl, no Solenoid, HFC-227ea, 525lb | 43477.51 | 57970 | L3 | 525 | LB | US
CPY-1200-00-3-0530 | CPY-1200-00-3-0530 | 1200 Cyl, no Solenoid, HFC-227ea, 530lb | 43728.97 | 58305 | L3 | 530 | LB | US
CPY-1200-00-3-0535 | CPY-1200-00-3-0535 | 1200 Cyl, no Solenoid, HFC-227ea, 535lb | 43980.44 | 58641 | L3 | 535 | LB | US
CPY-1200-00-3-0540 | CPY-1200-00-3-0540 | 1200 Cyl, no Solenoid, HFC-227ea, 540lb | 44231.91 | 58976 | L3 | 540 | LB | US
CPY-1200-00-3-0545 | CPY-1200-00-3-0545 | 1200 Cyl, no Solenoid, HFC-227ea, 545lb | 44483.37 | 59311 | L3 | 545 | LB | US
CPY-1200-00-3-0550 | CPY-1200-00-3-0550 | 1200 Cyl, no Solenoid, HFC-227ea, 550lb | 44734.85 | 59646 | L3 | 550 | LB | US
CPY-1200-00-3-0555 | CPY-1200-00-3-0555 | 1200 Cyl, no Solenoid, HFC-227ea, 555lb | 44986.32 | 59982 | L3 | 555 | LB | US
CPY-1200-00-3-0560 | CPY-1200-00-3-0560 | 1200 Cyl, no Solenoid, HFC-227ea, 560lb | 45237.77 | 60317 | L3 | 560 | LB | US
CPY-1200-00-3-0565 | CPY-1200-00-3-0565 | 1200 Cyl, no Solenoid, HFC-227ea, 565lb | 45489.25 | 60652 | L3 | 565 | LB | US
CPY-1200-00-3-0570 | CPY-1200-00-3-0570 | 1200 Cyl, no Solenoid, HFC-227ea, 570lb | 45740.71 | 60988 | L3 | 570 | LB | US
CPY-1200-00-3-0575 | CPY-1200-00-3-0575 | 1200 Cyl, no Solenoid, HFC-227ea, 575lb | 45992.18 | 61323 | L3 | 575 | LB | US
CPY-1200-00-3-0580 | CPY-1200-00-3-0580 | 1200 Cyl, no Solenoid, HFC-227ea, 580lb | 46243.64 | 61658 | L3 | 580 | LB | US
CPY-1200-00-3-0585 | CPY-1200-00-3-0585 | 1200 Cyl, no Solenoid, HFC-227ea, 585lb | 46495.12 | 61993 | L3 | 585 | LB | US
CPY-1200-00-3-0590 | CPY-1200-00-3-0590 | 1200 Cyl, no Solenoid, HFC-227ea, 590lb | 46746.6 | 62329 | L3 | 590 | LB | US
CPY-1200-00-3-0595 | CPY-1200-00-3-0595 | 1200 Cyl, no Solenoid, HFC-227ea, 595lb | 46998.05 | 62664 | L3 | 595 | LB | US
CPY-1200-00-3-0600 | CPY-1200-00-3-0600 | 1200 Cyl, no Solenoid, HFC-227ea, 600lb | 47249.52 | 62999 | L3 | 600 | LB | US
CPY-1200-00-3-0605 | CPY-1200-00-3-0605 | 1200 Cyl, no Solenoid, HFC-227ea, 605lb | 47500.98 | 63335 | L3 | 605 | LB | US
CPY-1200-00-3-0610 | CPY-1200-00-3-0610 | 1200 Cyl, no Solenoid, HFC-227ea, 610lb | 47752.45 | 63670 | L3 | 610 | LB | US
CPY-1200-00-3-0615 | CPY-1200-00-3-0615 | 1200 Cyl, no Solenoid, HFC-227ea, 615lb | 48003.91 | 64005 | L3 | 615 | LB | US
CPY-1200-00-3-0620 | CPY-1200-00-3-0620 | 1200 Cyl, no Solenoid, HFC-227ea, 620lb | 48255.4 | 64341 | L3 | 620 | LB | US
CPY-1200-00-3-0625 | CPY-1200-00-3-0625 | 1200 Cyl, no Solenoid, HFC-227ea, 625lb | 48506.86 | 64676 | L3 | 625 | LB | US
CPY-1200-00-3-0630 | CPY-1200-00-3-0630 | 1200 Cyl, no Solenoid, HFC-227ea, 630lb | 48758.32 | 65011 | L3 | 630 | LB | US
CPY-1200-00-3-0635 | CPY-1200-00-3-0635 | 1200 Cyl, no Solenoid, HFC-227ea, 635lb | 49009.79 | 65346 | L3 | 635 | LB | US
CPY-1200-00-3-0640 | CPY-1200-00-3-0640 | 1200 Cyl, no Solenoid, HFC-227ea, 640lb | 49261.25 | 65682 | L3 | 640 | LB | US
CPY-1200-00-3-0645 | CPY-1200-00-3-0645 | 1200 Cyl, no Solenoid, HFC-227ea, 645lb | 49512.73 | 66017 | L3 | 645 | LB | US
CPY-1200-00-3-0650 | CPY-1200-00-3-0650 | 1200 Cyl, no Solenoid, HFC-227ea, 650lb | 49764.19 | 66352 | L3 | 650 | LB | US
CPY-1200-00-3-0655 | CPY-1200-00-3-0655 | 1200 Cyl, no Solenoid, HFC-227ea, 655lb | 50015.66 | 66688 | L3 | 655 | LB | US
CPY-1200-00-3-0660 | CPY-1200-00-3-0660 | 1200 Cyl, no Solenoid, HFC-227ea, 660lb | 50267.13 | 67023 | L3 | 660 | LB | US
CPY-1200-00-3-0665 | CPY-1200-00-3-0665 | 1200 Cyl, no Solenoid, HFC-227ea, 665lb | 50518.59 | 67358 | L3 | 665 | LB | US
CPY-1200-00-3-0670 | CPY-1200-00-3-0670 | 1200 Cyl, no Solenoid, HFC-227ea, 670lb | 50770.06 | 67693 | L3 | 670 | LB | US
CPY-1200-00-3-0675 | CPY-1200-00-3-0675 | 1200 Cyl, no Solenoid, HFC-227ea, 675lb | 51021.53 | 68029 | L3 | 675 | LB | US
CPY-1200-00-3-0680 | CPY-1200-00-3-0680 | 1200 Cyl, no Solenoid, HFC-227ea, 680lb | 51273 | 68364 | L3 | 680 | LB | US
CPY-1200-00-3-0685 | CPY-1200-00-3-0685 | 1200 Cyl, no Solenoid, HFC-227ea, 685lb | 51524.45 | 68699 | L3 | 685 | LB | US
CPY-1200-00-3-0690 | CPY-1200-00-3-0690 | 1200 Cyl, no Solenoid, HFC-227ea, 690lb | 51775.93 | 69035 | L3 | 690 | LB | US
CPY-1200-00-3-0695 | CPY-1200-00-3-0695 | 1200 Cyl, no Solenoid, HFC-227ea, 695lb | 52027.4 | 69370 | L3 | 695 | LB | US
CPY-1200-00-3-0700 | CPY-1200-00-3-0700 | 1200 Cyl, no Solenoid, HFC-227ea, 700lb | 52278.87 | 69705 | L3 | 700 | LB | US
CPY-1200-00-3-0705 | CPY-1200-00-3-0705 | 1200 Cyl, no Solenoid, HFC-227ea, 705lb | 52530.34 | 70040 | L3 | 705 | LB | US
CPY-1200-00-3-0710 | CPY-1200-00-3-0710 | 1200 Cyl, no Solenoid, HFC-227ea, 710lb | 52781.8 | 70376 | L3 | 710 | LB | US
CPY-1200-00-3-0715 | CPY-1200-00-3-0715 | 1200 Cyl, no Solenoid, HFC-227ea, 715lb | 53033.27 | 70711 | L3 | 715 | LB | US
CPY-1200-00-3-0720 | CPY-1200-00-3-0720 | 1200 Cyl, no Solenoid, HFC-227ea, 720lb | 53284.72 | 71046 | L3 | 720 | LB | US
CPY-1200-00-3-0725 | CPY-1200-00-3-0725 | 1200 Cyl, no Solenoid, HFC-227ea, 725lb | 53536.2 | 71382 | L3 | 725 | LB | US
CPY-1200-00-3-0730 | CPY-1200-00-3-0730 | 1200 Cyl, no Solenoid, HFC-227ea, 730lb | 53787.68 | 71717 | L3 | 730 | LB | US
CPY-1200-00-3-0735 | CPY-1200-00-3-0735 | 1200 Cyl, no Solenoid, HFC-227ea, 735lb | 54039.14 | 72052 | L3 | 735 | LB | US
CPY-1200-00-3-0740 | CPY-1200-00-3-0740 | 1200 Cyl, no Solenoid, HFC-227ea, 740lb | 54290.61 | 72387 | L3 | 740 | LB | US
CPY-1200-00-3-0745 | CPY-1200-00-3-0745 | 1200 Cyl, no Solenoid, HFC-227ea, 745lb | 54542.07 | 72723 | L3 | 745 | LB | US
CPY-1200-00-3-0750 | CPY-1200-00-3-0750 | 1200 Cyl, no Solenoid, HFC-227ea, 750lb | 54793.53 | 73058 | L3 | 750 | LB | US
CPY-1200-00-3-0755 | CPY-1200-00-3-0755 | 1200 Cyl, no Solenoid, HFC-227ea, 755lb | 55045 | 73393 | L3 | 755 | LB | US
CPY-1200-00-3-0760 | CPY-1200-00-3-0760 | 1200 Cyl, no Solenoid, HFC-227ea, 760lb | 55296.48 | 73729 | L3 | 760 | LB | US
CPY-1200-00-3-0765 | CPY-1200-00-3-0765 | 1200 Cyl, no Solenoid, HFC-227ea, 765lb | 55547.95 | 74064 | L3 | 765 | LB | US
CPY-1200-00-3-0770 | CPY-1200-00-3-0770 | 1200 Cyl, no Solenoid, HFC-227ea, 770lb | 55799.41 | 74399 | L3 | 770 | LB | US
CPY-1200-00-3-0775 | CPY-1200-00-3-0775 | 1200 Cyl, no Solenoid, HFC-227ea, 775lb | 56050.88 | 74735 | L3 | 775 | LB | US
CPY-1200-00-3-0780 | CPY-1200-00-3-0780 | 1200 Cyl, no Solenoid, HFC-227ea, 780lb | 56302.33 | 75070 | L3 | 780 | LB | US
CPY-1200-00-3-0785 | CPY-1200-00-3-0785 | 1200 Cyl, no Solenoid, HFC-227ea, 785lb | 56553.81 | 75405 | L3 | 785 | LB | US
CPY-1200-00-3-0790 | CPY-1200-00-3-0790 | 1200 Cyl, no Solenoid, HFC-227ea, 790lb | 56805.27 | 75740 | L3 | 790 | LB | US
CPY-1200-00-3-0795 | CPY-1200-00-3-0795 | 1200 Cyl, no Solenoid, HFC-227ea, 795lb | 57056.75 | 76076 | L3 | 795 | LB | US
CPY-1200-00-3-0800 | CPY-1200-00-3-0800 | 1200 Cyl, no Solenoid, HFC-227ea, 800lb | 57308.22 | 76411 | L3 | 800 | LB | US
CPY-1200-00-3-0805 | CPY-1200-00-3-0805 | 1200 Cyl, no Solenoid, HFC-227ea, 805lb | 57559.68 | 76746 | L3 | 805 | LB | US
CPY-1200-00-3-0810 | CPY-1200-00-3-0810 | 1200 Cyl, no Solenoid, HFC-227ea, 810lb | 57811.15 | 77082 | L3 | 810 | LB | US
CPY-1200-00-3-0815 | CPY-1200-00-3-0815 | 1200 Cyl, no Solenoid, HFC-227ea, 815lb | 58062.61 | 77417 | L3 | 815 | LB | US
CPY-1200-00-3-0820 | CPY-1200-00-3-0820 | 1200 Cyl, no Solenoid, HFC-227ea, 820lb | 58314.08 | 77752 | L3 | 820 | LB | US
CPY-1200-00-3-0825 | CPY-1200-00-3-0825 | 1200 Cyl, no Solenoid, HFC-227ea, 825lb | 58565.54 | 78087 | L3 | 825 | LB | US
CPY-1200-00-3-0830 | CPY-1200-00-3-0830 | 1200 Cyl, no Solenoid, HFC-227ea, 830lb | 58817.02 | 78423 | L3 | 830 | LB | US
CPY-1200-00-3-0835 | CPY-1200-00-3-0835 | 1200 Cyl, no Solenoid, HFC-227ea, 835lb | 59068.5 | 78758 | L3 | 835 | LB | US
CPY-1200-00-3-0840 | CPY-1200-00-3-0840 | 1200 Cyl, no Solenoid, HFC-227ea, 840lb | 59319.96 | 79093 | L3 | 840 | LB | US
CPY-1200-00-3-0845 | CPY-1200-00-3-0845 | 1200 Cyl, no Solenoid, HFC-227ea, 845lb | 59571.42 | 79429 | L3 | 845 | LB | US
CPY-1200-00-3-0850 | CPY-1200-00-3-0850 | 1200 Cyl, no Solenoid, HFC-227ea, 850lb | 59822.88 | 79764 | L3 | 850 | LB | US
CPY-1200-00-3-0855 | CPY-1200-00-3-0855 | 1200 Cyl, no Solenoid, HFC-227ea, 855lb | 60074.35 | 80099 | L3 | 855 | LB | US
CPY-1200-00-3-0860 | CPY-1200-00-3-0860 | 1200 Cyl, no Solenoid, HFC-227ea, 860lb | 60325.81 | 80434 | L3 | 860 | LB | US
CPY-1200-00-3-0865 | CPY-1200-00-3-0865 | 1200 Cyl, no Solenoid, HFC-227ea, 865lb | 60577.3 | 80770 | L3 | 865 | LB | US
CPY-1200-00-3-0870 | CPY-1200-00-3-0870 | 1200 Cyl, no Solenoid, HFC-227ea, 870lb | 60828.77 | 81105 | L3 | 870 | LB | US
CPY-1200-00-3-0875 | CPY-1200-00-3-0875 | 1200 Cyl, no Solenoid, HFC-227ea, 875lb | 61080.22 | 81440 | L3 | 875 | LB | US
CPY-1200-00-3-0880 | CPY-1200-00-3-0880 | 1200 Cyl, no Solenoid, HFC-227ea, 880lb | 61331.69 | 81776 | L3 | 880 | LB | US
CPY-1200-00-3-0885 | CPY-1200-00-3-0885 | 1200 Cyl, no Solenoid, HFC-227ea, 885lb | 61583.15 | 82111 | L3 | 885 | LB | US
CPY-1200-00-3-0890 | CPY-1200-00-3-0890 | 1200 Cyl, no Solenoid, HFC-227ea, 890lb | 61834.62 | 82446 | L3 | 890 | LB | US
CPY-1200-00-3-0895 | CPY-1200-00-3-0895 | 1200 Cyl, no Solenoid, HFC-227ea, 895lb | 62086.09 | 82781 | L3 | 895 | LB | US
CPY-1200-00-3-0900 | CPY-1200-00-3-0900 | 1200 Cyl, no Solenoid, HFC-227ea, 900lb | 62337.57 | 83117 | L3 | 900 | LB | US
CPY-1200-00-3-0905 | CPY-1200-00-3-0905 | 1200 Cyl, no Solenoid, HFC-227ea, 905lb | 62589.03 | 83452 | L3 | 905 | LB | US
CPY-1200-00-3-0910 | CPY-1200-00-3-0910 | 1200 Cyl, no Solenoid, HFC-227ea, 910lb | 62840.49 | 83787 | L3 | 910 | LB | US
CPY-1200-00-3-0915 | CPY-1200-00-3-0915 | 1200 Cyl, no Solenoid, HFC-227ea, 915lb | 63091.96 | 84123 | L3 | 915 | LB | US
CPY-1200-00-3-0920 | CPY-1200-00-3-0920 | 1200 Cyl, no Solenoid, HFC-227ea, 920lb | 63343.43 | 84458 | L3 | 920 | LB | US
CPY-1200-00-3-0925 | CPY-1200-00-3-0925 | 1200 Cyl, no Solenoid, HFC-227ea, 925lb | 63594.9 | 84793 | L3 | 925 | LB | US
CPY-1200-00-3-0930 | CPY-1200-00-3-0930 | 1200 Cyl, no Solenoid, HFC-227ea, 930lb | 63846.36 | 85128 | L3 | 930 | LB | US
CPY-1200-00-3-0935 | CPY-1200-00-3-0935 | 1200 Cyl, no Solenoid, HFC-227ea, 935lb | 64097.84 | 85464 | L3 | 935 | LB | US
CPY-1200-00-3-0940 | CPY-1200-00-3-0940 | 1200 Cyl, no Solenoid, HFC-227ea, 940lb | 64349.3 | 85799 | L3 | 940 | LB | US
CPY-1200-00-3-0945 | CPY-1200-00-3-0945 | 1200 Cyl, no Solenoid, HFC-227ea, 945lb | 64600.76 | 86134 | L3 | 945 | LB | US
CPY-1200-00-3-0950 | CPY-1200-00-3-0950 | 1200 Cyl, no Solenoid, HFC-227ea, 950lb | 64852.24 | 86470 | L3 | 950 | LB | US
CPY-1200-00-3-0955 | CPY-1200-00-3-0955 | 1200 Cyl, no Solenoid, HFC-227ea, 955lb | 65103.7 | 86805 | L3 | 955 | LB | US
CPY-1200-00-3-0960 | CPY-1200-00-3-0960 | 1200 Cyl, no Solenoid, HFC-227ea, 960lb | 65355.17 | 87140 | L3 | 960 | LB | US
CPY-1200-00-3-0965 | CPY-1200-00-3-0965 | 1200 Cyl, no Solenoid, HFC-227ea, 965lb | 65606.62 | 87475 | L3 | 965 | LB | US
CPY-1200-00-3-0970 | CPY-1200-00-3-0970 | 1200 Cyl, no Solenoid, HFC-227ea, 970lb | 65858.1 | 87811 | L3 | 970 | LB | US
CPY-1200-00-3-0975 | CPY-1200-00-3-0975 | 1200 Cyl, no Solenoid, HFC-227ea, 975lb | 66109.58 | 88146 | L3 | 975 | LB | US
CPY-1200-00-3-0980 | CPY-1200-00-3-0980 | 1200 Cyl, no Solenoid, HFC-227ea, 980lb | 66361.04 | 88481 | L3 | 980 | LB | US
CPY-1200-00-3-0985 | CPY-1200-00-3-0985 | 1200 Cyl, no Solenoid, HFC-227ea, 985lb | 66612.51 | 88817 | L3 | 985 | LB | US
CPY-1200-00-3-0990 | CPY-1200-00-3-0990 | 1200 Cyl, no Solenoid, HFC-227ea, 990lb | 66863.97 | 89152 | L3 | 990 | LB | US
CPY-1200-00-3-0995 | CPY-1200-00-3-0995 | 1200 Cyl, no Solenoid, HFC-227ea, 995lb | 67115.44 | 89487 | L3 | 995 | LB | US
CPY-1200-00-3-1000 | CPY-1200-00-3-1000 | 1200 Cyl, no Solenoid, HFC-227ea, 1000lb | 67366.89 | 89823 | L3 | 1000 | LB | US
CPY-1200-00-3-1005 | CPY-1200-00-3-1005 | 1200 Cyl, no Solenoid, HFC-227ea, 1005lb | 67618.38 | 90158 | L3 | 1005 | LB | US
CPY-1200-00-3-1010 | CPY-1200-00-3-1010 | 1200 Cyl, no Solenoid, HFC-227ea, 1010lb | 67869.85 | 90493 | L3 | 1010 | LB | US
CPY-1200-00-3-1015 | CPY-1200-00-3-1015 | 1200 Cyl, no Solenoid, HFC-227ea, 1015lb | 68121.31 | 90828 | L3 | 1015 | LB | US
CPY-1200-00-3-1020 | CPY-1200-00-3-1020 | 1200 Cyl, no Solenoid, HFC-227ea, 1020lb | 68372.78 | 91164 | L3 | 1020 | LB | US
CPY-1200-00-3-1025 | CPY-1200-00-3-1025 | 1200 Cyl, no Solenoid, HFC-227ea, 1025lb | 68624.24 | 91499 | L3 | 1025 | LB | US
CPY-1200-00-3-1030 | CPY-1200-00-3-1030 | 1200 Cyl, no Solenoid, HFC-227ea, 1030lb | 68875.71 | 91834 | L3 | 1030 | LB | US
CPY-1200-00-3-1035 | CPY-1200-00-3-1035 | 1200 Cyl, no Solenoid, HFC-227ea, 1035lb | 69127.17 | 92170 | L3 | 1035 | LB | US
CPY-1200-00-3-1040 | CPY-1200-00-3-1040 | 1200 Cyl, no Solenoid, HFC-227ea, 1040lb | 69378.65 | 92505 | L3 | 1040 | LB | US
CPY-1200-00-3-1045 | CPY-1200-00-3-1045 | 1200 Cyl, no Solenoid, HFC-227ea, 1045lb | 69630.12 | 92840 | L3 | 1045 | LB | US
CPY-1200-00-3-1050 | CPY-1200-00-3-1050 | 1200 Cyl, no Solenoid, HFC-227ea, 1050lb | 69881.58 | 93175 | L3 | 1050 | LB | US
CPY-1200-00-3-1055 | CPY-1200-00-3-1055 | 1200 Cyl, no Solenoid, HFC-227ea, 1055lb | 70133.06 | 93511 | L3 | 1055 | LB | US
CPY-1200-00-3-1060 | CPY-1200-00-3-1060 | 1200 Cyl, no Solenoid, HFC-227ea, 1060lb | 70384.51 | 93846 | L3 | 1060 | LB | US
CPY-1200-00-3-1065 | CPY-1200-00-3-1065 | 1200 Cyl, no Solenoid, HFC-227ea, 1065lb | 70635.98 | 94181 | L3 | 1065 | LB | US
CPY-1200-00-3-1070 | CPY-1200-00-3-1070 | 1200 Cyl, no Solenoid, HFC-227ea, 1070lb | 70887.44 | 94517 | L3 | 1070 | LB | US
CPY-1200-00-3-1075 | CPY-1200-00-3-1075 | 1200 Cyl, no Solenoid, HFC-227ea, 1075lb | 71138.92 | 94852 | L3 | 1075 | LB | US
CPY-1200-00-3-1080 | CPY-1200-00-3-1080 | 1200 Cyl, no Solenoid, HFC-227ea, 1080lb | 71390.39 | 95187 | L3 | 1080 | LB | US
CPY-1200-00-3-1085 | CPY-1200-00-3-1085 | 1200 Cyl, no Solenoid, HFC-227ea, 1085lb | 71641.86 | 95522 | L3 | 1085 | LB | US
CPY-1200-00-3-1090 | CPY-1200-00-3-1090 | 1200 Cyl, no Solenoid, HFC-227ea, 1090lb | 71893.33 | 95858 | L3 | 1090 | LB | US
CPY-1200-00-3-1095 | CPY-1200-00-3-1095 | 1200 Cyl, no Solenoid, HFC-227ea, 1095lb | 72144.78 | 96193 | L3 | 1095 | LB | US
CPY-1200-00-3-1100 | CPY-1200-00-3-1100 | 1200 Cyl, no Solenoid, HFC-227ea, 1100lb | 72396.25 | 96528 | L3 | 1100 | LB | US
CPY-1200-00-3-1105 | CPY-1200-00-3-1105 | 1200 Cyl, no Solenoid, HFC-227ea, 1105lb | 72647.71 | 96864 | L3 | 1105 | LB | US
CPY-1200-00-3-1110 | CPY-1200-00-3-1110 | 1200 Cyl, no Solenoid, HFC-227ea, 1110lb | 72899.2 | 97199 | L3 | 1110 | LB | US
CPY-1200-00-3-1115 | CPY-1200-00-3-1115 | 1200 Cyl, no Solenoid, HFC-227ea, 1115lb | 73150.67 | 97534 | L3 | 1115 | LB | US
CPY-1200-00-3-1120 | CPY-1200-00-3-1120 | 1200 Cyl, no Solenoid, HFC-227ea, 1120lb | 73402.13 | 97870 | L3 | 1120 | LB | US
CPY-1200-00-3-1125 | CPY-1200-00-3-1125 | 1200 Cyl, no Solenoid, HFC-227ea, 1125lb | 73653.59 | 98205 | L3 | 1125 | LB | US
CPY-1200-00-3-1130 | CPY-1200-00-3-1130 | 1200 Cyl, no Solenoid, HFC-227ea, 1130lb | 73905.05 | 98540 | L3 | 1130 | LB | US
CPY-1200-00-3-1135 | CPY-1200-00-3-1135 | 1200 Cyl, no Solenoid, HFC-227ea, 1135lb | 74156.52 | 98875 | L3 | 1135 | LB | US
CPY-1200-00-3-1140 | CPY-1200-00-3-1140 | 1200 Cyl, no Solenoid, HFC-227ea, 1140lb | 74407.99 | 99211 | L3 | 1140 | LB | US
CPY-1200-00-3-1145 | CPY-1200-00-3-1145 | 1200 Cyl, no Solenoid, HFC-227ea, 1145lb | 74659.47 | 99546 | L3 | 1145 | LB | US
CPY-1200-00-3-1150 | CPY-1200-00-3-1150 | 1200 Cyl, no Solenoid, HFC-227ea, 1150lb | 74910.94 | 99881 | L3 | 1150 | LB | US
CPY-1200-00-3-1155 | CPY-1200-00-3-1155 | 1200 Cyl, no Solenoid, HFC-227ea, 1155lb | 75162.39 | 100217 | L3 | 1155 | LB | US
CPY-1200-00-3-1160 | CPY-1200-00-3-1160 | 1200 Cyl, no Solenoid, HFC-227ea, 1160lb | 75413.86 | 100552 | L3 | 1160 | LB | US
CPY-1200-00-3-1165 | CPY-1200-00-3-1165 | 1200 Cyl, no Solenoid, HFC-227ea, 1165lb | 75665.32 | 100887 | L3 | 1165 | LB | US
CPY-1200-00-3-1170 | CPY-1200-00-3-1170 | 1200 Cyl, no Solenoid, HFC-227ea, 1170lb | 75916.8 | 101222 | L3 | 1170 | LB | US
CPY-1200-00-3-1175 | CPY-1200-00-3-1175 | 1200 Cyl, no Solenoid, HFC-227ea, 1175lb | 76168.26 | 101558 | L3 | 1175 | LB | US
CPY-1200-00-3-1180 | CPY-1200-00-3-1180 | 1200 Cyl, no Solenoid, HFC-227ea, 1180lb | 76419.74 | 101893 | L3 | 1180 | LB | US
CPY-1200-00-3-1185 | CPY-1200-00-3-1185 | 1200 Cyl, no Solenoid, HFC-227ea, 1185lb | 76671.21 | 102228 | L3 | 1185 | LB | US
CPY-1200-00-3-1190 | CPY-1200-00-3-1190 | 1200 Cyl, no Solenoid, HFC-227ea, 1190lb | 76922.66 | 102564 | L3 | 1190 | LB | US
CPY-1200-00-3-1195 | CPY-1200-00-3-1195 | 1200 Cyl, no Solenoid, HFC-227ea, 1195lb | 77174.14 | 102899 | L3 | 1195 | LB | US
CPY-1200-00-3-1200 | CPY-1200-00-3-1200 | 1200 Cyl, no Solenoid, HFC-227ea, 1200lb | 77425.6 | 103234 | L3 | 1200 | LB | US
1/2" Sidewall Nozzle |  | Sidewall Nozzles
CPYEN-1-0.0781 | CPYEN-1-0.0781 | 1/2" 180 Degree Nozzle Drill 0.0781 >HFC-227ea | 210.63 | 281 | L3 | 1 | LB | US
CPYEN-1-0.0785 | CPYEN-1-0.0785 | 1/2" 180 Degree Nozzle Drill 0.0785 >HFC-227ea | 210.63 | 281 | L3 | 1 | LB | US
CPYEN-1-0.0810 | CPYEN-1-0.0810 | 1/2" 180 Degree Nozzle Drill 0.0810 >HFC-227ea | 210.63 | 281 | L3 | 1 | LB | US
CPYEN-1-0.0820 | CPYEN-1-0.0820 | 1/2" 180 Degree Nozzle Drill 0.0820 >HFC-227ea | 210.63 | 281 | L3 | 1 | LB | US
CPYEN-1-0.0860 | CPYEN-1-0.0860 | 1/2" 180 Degree Nozzle Drill 0.0860 >HFC-227ea | 210.63 | 281 | L3 | 1 | LB | US
CPYEN-1-0.0890 | CPYEN-1-0.0890 | 1/2" 180 Degree Nozzle Drill 0.0890 >HFC-227ea | 210.63 | 281 | L3 | 1 | LB | US
CPYEN-1-0.0935 | CPYEN-1-0.0935 | 1/2" 180 Degree Nozzle Drill 0.0935 >HFC-227ea | 210.63 | 281 | L3 | 1 | LB | US
CPYEN-1-0.0937 | CPYEN-1-0.0937 | 1/2" 180 Degree Nozzle Drill 0.0937 >HFC-227ea | 210.63 | 281 | L3 | 1 | LB | US
CPYEN-1-0.0960 | CPYEN-1-0.0960 | 1/2" 180 Degree Nozzle Drill 0.0960 >HFC-227ea | 210.63 | 281 | L3 | 1 | LB | US
CPYEN-1-0.0980 | CPYEN-1-0.0980 | 1/2" 180 Degree Nozzle Drill 0.0980 >HFC-227ea | 210.63 | 281 | L3 | 1 | LB | US
CPYEN-1-0.0995 | CPYEN-1-0.0995 | 1/2" 180 Degree Nozzle Drill 0.0995 >HFC-227ea | 210.63 | 281 | L3 | 1 | LB | US
CPYEN-1-0.1015 | CPYEN-1-0.1015 | 1/2" 180 Degree Nozzle Drill 0.1015 >HFC-227ea | 210.63 | 281 | L3 | 1 | LB | US
CPYEN-1-0.1040 | CPYEN-1-0.1040 | 1/2" 180 Degree Nozzle Drill 0.1040 >HFC-227ea | 210.63 | 281 | L3 | 1 | LB | US
CPYEN-1-0.1065 | CPYEN-1-0.1065 | 1/2" 180 Degree Nozzle Drill 0.1065 >HFC-227ea | 210.63 | 281 | L3 | 1 | LB | US
CPYEN-1-0.1094 | CPYEN-1-0.1094 | 1/2" 180 Degree Nozzle Drill 0.1094 >HFC-227ea | 210.63 | 281 | L3 | 1 | LB | US
CPYEN-1-0.1100 | CPYEN-1-0.1100 | 1/2" 180 Degree Nozzle Drill 0.1100 >HFC-227ea | 210.63 | 281 | L3 | 1 | LB | US
CPYEN-1-0.1110 | CPYEN-1-0.1110 | 1/2" 180 Degree Nozzle Drill 0.1110 >HFC-227ea | 210.63 | 281 | L3 | 1 | LB | US
CPYEN-1-0.1130 | CPYEN-1-0.1130 | 1/2" 180 Degree Nozzle Drill 0.1130 >HFC-227ea | 210.63 | 281 | L3 | 1 | LB | US
CPYEN-1-0.1160 | CPYEN-1-0.1160 | 1/2" 180 Degree Nozzle Drill 0.1160 >HFC-227ea | 210.63 | 281 | L3 | 1 | LB | US
CPYEN-1-0.1200 | CPYEN-1-0.1200 | 1/2" 180 Degree Nozzle Drill 0.1200 >HFC-227ea | 210.63 | 281 | L3 | 1 | LB | US
CPYEN-1-0.1250 | CPYEN-1-0.1250 | 1/2" 180 Degree Nozzle Drill 0.1250 >HFC-227ea | 210.63 | 281 | L3 | 1 | LB | US
CPYEN-1-0.1285 | CPYEN-1-0.1285 | 1/2" 180 Degree Nozzle Drill 0.1285 >HFC-227ea | 210.63 | 281 | L3 | 1 | LB | US
CPYEN-1-0.1360 | CPYEN-1-0.1360 | 1/2" 180 Degree Nozzle Drill 0.1360 >HFC-227ea | 210.63 | 281 | L3 | 1 | LB | US
CPYEN-1-0.1406 | CPYEN-1-0.1406 | 1/2" 180 Degree Nozzle Drill 0.1406 >HFC-227ea | 210.63 | 281 | L3 | 1 | LB | US
CPYEN-1-0.1440 | CPYEN-1-0.1440 | 1/2" 180 Degree Nozzle Drill 0.1440 >HFC-227ea | 210.63 | 281 | L3 | 1 | LB | US
CPYEN-1-0.1470 | CPYEN-1-0.1470 | 1/2" 180 Degree Nozzle Drill 0.1470 >HFC-227ea | 210.63 | 281 | L3 | 1 | LB | US
CPYEN-1-0.1495 | CPYEN-1-0.1495 | 1/2" 180 Degree Nozzle Drill 0.1495 >HFC-227ea | 210.63 | 281 | L3 | 1 | LB | US
CPYEN-1-0.1520 | CPYEN-1-0.1520 | 1/2" 180 Degree Nozzle Drill 0.1520 >HFC-227ea | 210.63 | 281 | L3 | 1 | LB | US
CPYEN-1-0.1540 | CPYEN-1-0.1540 | 1/2" 180 Degree Nozzle Drill 0.1540 >HFC-227ea | 210.63 | 281 | L3 | 1 | LB | US
CPYEN-1-0.1562 | CPYEN-1-0.1562 | 1/2" 180 Degree Nozzle Drill 0.1562 >HFC-227ea | 210.63 | 281 | L3 | 1 | LB | US
CPYEN-1-0.1570 | CPYEN-1-0.1570 | 1/2" 180 Degree Nozzle Drill 0.1570 >HFC-227ea | 210.63 | 281 | L3 | 1 | LB | US
CPYEN-1-0.1590 | CPYEN-1-0.1590 | 1/2" 180 Degree Nozzle Drill 0.1590 >HFC-227ea | 210.63 | 281 | L3 | 1 | LB | US
CPYEN-1-0.1610 | CPYEN-1-0.1610 | 1/2" 180 Degree Nozzle Drill 0.1610 >HFC-227ea | 210.63 | 281 | L3 | 1 | LB | US
CPYEN-1-0.1660 | CPYEN-1-0.1660 | 1/2" 180 Degree Nozzle Drill 0.1660 >HFC-227ea | 210.63 | 281 | L3 | 1 | LB | US
CPYEN-1-0.1695 | CPYEN-1-0.1695 | 1/2" 180 Degree Nozzle Drill 0.1695 >HFC-227ea | 210.63 | 281 | L3 | 1 | LB | US
CPYEN-1-0.1719 | CPYEN-1-0.1719 | 1/2" 180 Degree Nozzle Drill 0.1719 >HFC-227ea | 210.63 | 281 | L3 | 1 | LB | US
CPYEN-1-0.1730 | CPYEN-1-0.1730 | 1/2" 180 Degree Nozzle Drill 0.1730 >HFC-227ea | 210.63 | 281 | L3 | 1 | LB | US
CPYEN-1-0.1770 | CPYEN-1-0.1770 | 1/2" 180 Degree Nozzle Drill 0.1770 >HFC-227ea | 210.63 | 281 | L3 | 1 | LB | US
CPYEN-1-0.1800 | CPYEN-1-0.1800 | 1/2" 180 Degree Nozzle Drill 0.1800 >HFC-227ea | 210.63 | 281 | L3 | 1 | LB | US
CPYEN-1-0.1820 | CPYEN-1-0.1820 | 1/2" 180 Degree Nozzle Drill 0.1820 >HFC-227ea | 210.63 | 281 | L3 | 1 | LB | US
CPYEN-1-0.1850 | CPYEN-1-0.1850 | 1/2" 180 Degree Nozzle Drill 0.1850 >HFC-227ea | 210.63 | 281 | L3 | 1 | LB | US
CPYEN-1-0.1875 | CPYEN-1-0.1875 | 1/2" 180 Degree Nozzle Drill 0.1875 >HFC-227ea | 210.63 | 281 | L3 | 1 | LB | US
CPYEN-1-0.1890 | CPYEN-1-0.1890 | 1/2" 180 Degree Nozzle Drill 0.1890 >HFC-227ea | 210.63 | 281 | L3 | 1 | LB | US
CPYEN-1-0.1910 | CPYEN-1-0.1910 | 1/2" 180 Degree Nozzle Drill 0.1910 >HFC-227ea | 210.63 | 281 | L3 | 1 | LB | US
CPYEN-1-0.1935 | CPYEN-1-0.1935 | 1/2" 180 Degree Nozzle Drill 0.1935 >HFC-227ea | 210.63 | 281 | L3 | 1 | LB | US
CPYEN-1-0.1960 | CPYEN-1-0.1960 | 1/2" 180 Degree Nozzle Drill 0.1960 >HFC-227ea | 210.63 | 281 | L3 | 1 | LB | US
1/2" Central Nozzle |  | Central Nozzles
CPYEN-2-0.0781 | CPYEN-2-0.0781 | 1/2" 360 Degree Nozzle Drill 0.0781 >HFC-227ea | 210.63 | 281 | L3 | 1 | LB | US
CPYEN-2-0.0785 | CPYEN-2-0.0785 | 1/2" 360 Degree Nozzle Drill 0.0785 >HFC-227ea | 210.63 | 281 | L3 | 1 | LB | US
CPYEN-2-0.0810 | CPYEN-2-0.0810 | 1/2" 360 Degree Nozzle Drill 0.0810 >HFC-227ea | 210.63 | 281 | L3 | 1 | LB | US
CPYEN-2-0.0820 | CPYEN-2-0.0820 | 1/2" 360 Degree Nozzle Drill 0.0820 >HFC-227ea | 210.63 | 281 | L3 | 1 | LB | US
CPYEN-2-0.0860 | CPYEN-2-0.0860 | 1/2" 360 Degree Nozzle Drill 0.0860 >HFC-227ea | 210.63 | 281 | L3 | 1 | LB | US
CPYEN-2-0.0890 | CPYEN-2-0.0890 | 1/2" 360 Degree Nozzle Drill 0.0890 >HFC-227ea | 210.63 | 281 | L3 | 1 | LB | US
CPYEN-2-0.0935 | CPYEN-2-0.0935 | 1/2" 360 Degree Nozzle Drill 0.0935 >HFC-227ea | 210.63 | 281 | L3 | 1 | LB | US
CPYEN-2-0.0937 | CPYEN-2-0.0937 | 1/2" 360 Degree Nozzle Drill 0.0937 >HFC-227ea | 210.63 | 281 | L3 | 1 | LB | US
CPYEN-2-0.0960 | CPYEN-2-0.0960 | 1/2" 360 Degree Nozzle Drill 0.0960 >HFC-227ea | 210.63 | 281 | L3 | 1 | LB | US
CPYEN-2-0.0980 | CPYEN-2-0.0980 | 1/2" 360 Degree Nozzle Drill 0.0980 >HFC-227ea | 210.63 | 281 | L3 | 1 | LB | US
CPYEN-2-0.0995 | CPYEN-2-0.0995 | 1/2" 360 Degree Nozzle Drill 0.0995 >HFC-227ea | 210.63 | 281 | L3 | 1 | LB | US
CPYEN-2-0.1015 | CPYEN-2-0.1015 | 1/2" 360 Degree Nozzle Drill 0.1015 >HFC-227ea | 210.63 | 281 | L3 | 1 | LB | US
CPYEN-2-0.1040 | CPYEN-2-0.1040 | 1/2" 360 Degree Nozzle Drill 0.1040 >HFC-227ea | 210.63 | 281 | L3 | 1 | LB | US
CPYEN-2-0.1065 | CPYEN-2-0.1065 | 1/2" 360 Degree Nozzle Drill 0.1065 >HFC-227ea | 210.63 | 281 | L3 | 1 | LB | US
CPYEN-2-0.1094 | CPYEN-2-0.1094 | 1/2" 360 Degree Nozzle Drill 0.1094 >HFC-227ea | 210.63 | 281 | L3 | 1 | LB | US
CPYEN-2-0.1100 | CPYEN-2-0.1100 | 1/2" 360 Degree Nozzle Drill 0.1100 >HFC-227ea | 210.63 | 281 | L3 | 1 | LB | US
CPYEN-2-0.1110 | CPYEN-2-0.1110 | 1/2" 360 Degree Nozzle Drill 0.1110 >HFC-227ea | 210.63 | 281 | L3 | 1 | LB | US
CPYEN-2-0.1130 | CPYEN-2-0.1130 | 1/2" 360 Degree Nozzle Drill 0.1130 >HFC-227ea | 210.63 | 281 | L3 | 1 | LB | US
CPYEN-2-0.1160 | CPYEN-2-0.1160 | 1/2" 360 Degree Nozzle Drill 0.1160 >HFC-227ea | 210.63 | 281 | L3 | 1 | LB | US
CPYEN-2-0.1200 | CPYEN-2-0.1200 | 1/2" 360 Degree Nozzle Drill 0.1200 >HFC-227ea | 210.63 | 281 | L3 | 1 | LB | US
CPYEN-2-0.1250 | CPYEN-2-0.1250 | 1/2" 360 Degree Nozzle Drill 0.1250 >HFC-227ea | 210.63 | 281 | L3 | 1 | LB | US
CPYEN-2-0.1285 | CPYEN-2-0.1285 | 1/2" 360 Degree Nozzle Drill 0.1285 >HFC-227ea | 210.63 | 281 | L3 | 1 | LB | US
CPYEN-2-0.1360 | CPYEN-2-0.1360 | 1/2" 360 Degree Nozzle Drill 0.1360 >HFC-227ea | 210.63 | 281 | L3 | 1 | LB | US
CPYEN-2-0.1406 | CPYEN-2-0.1406 | 1/2" 360 Degree Nozzle Drill 0.1406 >HFC-227ea | 210.63 | 281 | L3 | 1 | LB | US
CPYEN-2-0.1440 | CPYEN-2-0.1440 | 1/2" 360 Degree Nozzle Drill 0.1440 >HFC-227ea | 210.63 | 281 | L3 | 1 | LB | US
CPYEN-2-0.1470 | CPYEN-2-0.1470 | 1/2" 360 Degree Nozzle Drill 0.1470 >HFC-227ea | 210.63 | 281 | L3 | 1 | LB | US
CPYEN-2-0.1495 | CPYEN-2-0.1495 | 1/2" 360 Degree Nozzle Drill 0.1495 >HFC-227ea | 210.63 | 281 | L3 | 1 | LB | US
CPYEN-2-0.1520 | CPYEN-2-0.1520 | 1/2" 360 Degree Nozzle Drill 0.1520 >HFC-227ea | 210.63 | 281 | L3 | 1 | LB | US
CPYEN-2-0.1540 | CPYEN-2-0.1540 | 1/2" 360 Degree Nozzle Drill 0.1540 >HFC-227ea | 210.63 | 281 | L3 | 1 | LB | US
CPYEN-2-0.1562 | CPYEN-2-0.1562 | 1/2" 360 Degree Nozzle Drill 0.1562 >HFC-227ea | 210.63 | 281 | L3 | 1 | LB | US
CPYEN-2-0.1570 | CPYEN-2-0.1570 | 1/2" 360 Degree Nozzle Drill 0.1570 >HFC-227ea | 210.63 | 281 | L3 | 1 | LB | US
CPYEN-2-0.1590 | CPYEN-2-0.1590 | 1/2" 360 Degree Nozzle Drill 0.1590 >HFC-227ea | 210.63 | 281 | L3 | 1 | LB | US
CPYEN-2-0.1610 | CPYEN-2-0.1610 | 1/2" 360 Degree Nozzle Drill 0.1610 >HFC-227ea | 210.63 | 281 | L3 | 1 | LB | US
CPYEN-2-0.1660 | CPYEN-2-0.1660 | 1/2" 360 Degree Nozzle Drill 0.1660 >HFC-227ea | 210.63 | 281 | L3 | 1 | LB | US
CPYEN-2-0.1695 | CPYEN-2-0.1695 | 1/2" 360 Degree Nozzle Drill 0.1695 >HFC-227ea | 210.63 | 281 | L3 | 1 | LB | US
CPYEN-2-0.1719 | CPYEN-2-0.1719 | 1/2" 360 Degree Nozzle Drill 0.1719 >HFC-227ea | 210.63 | 281 | L3 | 1 | LB | US
CPYEN-2-0.1730 | CPYEN-2-0.1730 | 1/2" 360 Degree Nozzle Drill 0.1730 >HFC-227ea | 210.63 | 281 | L3 | 1 | LB | US
CPYEN-2-0.1770 | CPYEN-2-0.1770 | 1/2" 360 Degree Nozzle Drill 0.1770 >HFC-227ea | 210.63 | 281 | L3 | 1 | LB | US
CPYEN-2-0.1800 | CPYEN-2-0.1800 | 1/2" 360 Degree Nozzle Drill 0.1800 >HFC-227ea | 210.63 | 281 | L3 | 1 | LB | US
CPYEN-2-0.1820 | CPYEN-2-0.1820 | 1/2" 360 Degree Nozzle Drill 0.1820 >HFC-227ea | 210.63 | 281 | L3 | 1 | LB | US
CPYEN-2-0.1850 | CPYEN-2-0.1850 | 1/2" 360 Degree Nozzle Drill 0.1850 >HFC-227ea | 210.63 | 281 | L3 | 1 | LB | US
CPYEN-2-0.1875 | CPYEN-2-0.1875 | 1/2" 360 Degree Nozzle Drill 0.1875 >HFC-227ea | 210.63 | 281 | L3 | 1 | LB | US
CPYEN-2-0.1890 | CPYEN-2-0.1890 | 1/2" 360 Degree Nozzle Drill 0.1890 >HFC-227ea | 210.63 | 281 | L3 | 1 | LB | US
CPYEN-2-0.1910 | CPYEN-2-0.1910 | 1/2" 360 Degree Nozzle Drill 0.1910 >HFC-227ea | 210.63 | 281 | L3 | 1 | LB | US
CPYEN-2-0.1935 | CPYEN-2-0.1935 | 1/2" 360 Degree Nozzle Drill 0.1935 >HFC-227ea | 210.63 | 281 | L3 | 1 | LB | US
CPYEN-2-0.1960 | CPYEN-2-0.1960 | 1/2" 360 Degree Nozzle Drill 0.1960 >HFC-227ea | 210.63 | 281 | L3 | 1 | LB | US
3/4" Sidewall Nozzle |  | Sidewall Nozzles
CPYEN-3-0.1360 | CPYEN-3-0.1360 | 3/4" 180 Degree Nozzle Drill 0.1360 >HFC-227ea | 210.63 | 281 | L3 | 1 | LB | US
CPYEN-3-0.1406 | CPYEN-3-0.1406 | 3/4" 180 Degree Nozzle Drill 0.1406 >HFC-227ea | 210.63 | 281 | L3 | 1 | LB | US
CPYEN-3-0.1440 | CPYEN-3-0.1440 | 3/4" 180 Degree Nozzle Drill 0.1440 >HFC-227ea | 210.63 | 281 | L3 | 1 | LB | US
CPYEN-3-0.1470 | CPYEN-3-0.1470 | 3/4" 180 Degree Nozzle Drill 0.1470 >HFC-227ea | 210.63 | 281 | L3 | 1 | LB | US
CPYEN-3-0.1495 | CPYEN-3-0.1495 | 3/4" 180 Degree Nozzle Drill 0.1495 >HFC-227ea | 210.63 | 281 | L3 | 1 | LB | US
CPYEN-3-0.1520 | CPYEN-3-0.1520 | 3/4" 180 Degree Nozzle Drill 0.1520 >HFC-227ea | 210.63 | 281 | L3 | 1 | LB | US
CPYEN-3-0.1540 | CPYEN-3-0.1540 | 3/4" 180 Degree Nozzle Drill 0.1540 >HFC-227ea | 210.63 | 281 | L3 | 1 | LB | US
CPYEN-3-0.1562 | CPYEN-3-0.1562 | 3/4" 180 Degree Nozzle Drill 0.1562 >HFC-227ea | 210.63 | 281 | L3 | 1 | LB | US
CPYEN-3-0.1570 | CPYEN-3-0.1570 | 3/4" 180 Degree Nozzle Drill 0.1570 >HFC-227ea | 210.63 | 281 | L3 | 1 | LB | US
CPYEN-3-0.1590 | CPYEN-3-0.1590 | 3/4" 180 Degree Nozzle Drill 0.1590 >HFC-227ea | 210.63 | 281 | L3 | 1 | LB | US
CPYEN-3-0.1610 | CPYEN-3-0.1610 | 3/4" 180 Degree Nozzle Drill 0.1610 >HFC-227ea | 210.63 | 281 | L3 | 1 | LB | US
CPYEN-3-0.1660 | CPYEN-3-0.1660 | 3/4" 180 Degree Nozzle Drill 0.1660 >HFC-227ea | 210.63 | 281 | L3 | 1 | LB | US
CPYEN-3-0.1695 | CPYEN-3-0.1695 | 3/4" 180 Degree Nozzle Drill 0.1695 >HFC-227ea | 210.63 | 281 | L3 | 1 | LB | US
CPYEN-3-0.1719 | CPYEN-3-0.1719 | 3/4" 180 Degree Nozzle Drill 0.1719 >HFC-227ea | 210.63 | 281 | L3 | 1 | LB | US
CPYEN-3-0.1730 | CPYEN-3-0.1730 | 3/4" 180 Degree Nozzle Drill 0.1730 >HFC-227ea | 210.63 | 281 | L3 | 1 | LB | US
CPYEN-3-0.1770 | CPYEN-3-0.1770 | 3/4" 180 Degree Nozzle Drill 0.1770 >HFC-227ea | 210.63 | 281 | L3 | 1 | LB | US
CPYEN-3-0.1800 | CPYEN-3-0.1800 | 3/4" 180 Degree Nozzle Drill 0.1800 >HFC-227ea | 210.63 | 281 | L3 | 1 | LB | US
CPYEN-3-0.1820 | CPYEN-3-0.1820 | 3/4" 180 Degree Nozzle Drill 0.1820 >HFC-227ea | 210.63 | 281 | L3 | 1 | LB | US
CPYEN-3-0.1850 | CPYEN-3-0.1850 | 3/4" 180 Degree Nozzle Drill 0.1850 >HFC-227ea | 210.63 | 281 | L3 | 1 | LB | US
CPYEN-3-0.1875 | CPYEN-3-0.1875 | 3/4" 180 Degree Nozzle Drill 0.1875 >HFC-227ea | 210.63 | 281 | L3 | 1 | LB | US
CPYEN-3-0.1890 | CPYEN-3-0.1890 | 3/4" 180 Degree Nozzle Drill 0.1890 >HFC-227ea | 210.63 | 281 | L3 | 1 | LB | US
CPYEN-3-0.1910 | CPYEN-3-0.1910 | 3/4" 180 Degree Nozzle Drill 0.1910 >HFC-227ea | 210.63 | 281 | L3 | 1 | LB | US
CPYEN-3-0.1935 | CPYEN-3-0.1935 | 3/4" 180 Degree Nozzle Drill 0.1935 >HFC-227ea | 210.63 | 281 | L3 | 1 | LB | US
CPYEN-3-0.1960 | CPYEN-3-0.1960 | 3/4" 180 Degree Nozzle Drill 0.1960 >HFC-227ea | 210.63 | 281 | L3 | 1 | LB | US
CPYEN-3-0.1990 | CPYEN-3-0.1990 | 3/4" 180 Degree Nozzle Drill 0.1990 >HFC-227ea | 210.63 | 281 | L3 | 1 | LB | US
CPYEN-3-0.2010 | CPYEN-3-0.2010 | 3/4" 180 Degree Nozzle Drill 0.2010 >HFC-227ea | 210.63 | 281 | L3 | 1 | LB | US
CPYEN-3-0.2031 | CPYEN-3-0.2031 | 3/4" 180 Degree Nozzle Drill 0.2031 >HFC-227ea | 210.63 | 281 | L3 | 1 | LB | US
CPYEN-3-0.2040 | CPYEN-3-0.2040 | 3/4" 180 Degree Nozzle Drill 0.2040 >HFC-227ea | 210.63 | 281 | L3 | 1 | LB | US
CPYEN-3-0.2055 | CPYEN-3-0.2055 | 3/4" 180 Degree Nozzle Drill 0.2055 >HFC-227ea | 210.63 | 281 | L3 | 1 | LB | US
CPYEN-3-0.2090 | CPYEN-3-0.2090 | 3/4" 180 Degree Nozzle Drill 0.2090 >HFC-227ea | 210.63 | 281 | L3 | 1 | LB | US
CPYEN-3-0.2130 | CPYEN-3-0.2130 | 3/4" 180 Degree Nozzle Drill 0.2130 >HFC-227ea | 210.63 | 281 | L3 | 1 | LB | US
CPYEN-3-0.2187 | CPYEN-3-0.2187 | 3/4" 180 Degree Nozzle Drill 0.2187 >HFC-227ea | 210.63 | 281 | L3 | 1 | LB | US
CPYEN-3-0.2210 | CPYEN-3-0.2210 | 3/4" 180 Degree Nozzle Drill 0.2210 >HFC-227ea | 210.63 | 281 | L3 | 1 | LB | US
CPYEN-3-0.2280 | CPYEN-3-0.2280 | 3/4" 180 Degree Nozzle Drill 0.2280 >HFC-227ea | 210.63 | 281 | L3 | 1 | LB | US
CPYEN-3-0.2344 | CPYEN-3-0.2344 | 3/4" 180 Degree Nozzle Drill 0.2344 >HFC-227ea | 210.63 | 281 | L3 | 1 | LB | US
CPYEN-3-0.2380 | CPYEN-3-0.2380 | 3/4" 180 Degree Nozzle Drill 0.2380 >HFC-227ea | 210.63 | 281 | L3 | 1 | LB | US
CPYEN-3-0.2420 | CPYEN-3-0.2420 | 3/4" 180 Degree Nozzle Drill 0.2420 >HFC-227ea | 210.63 | 281 | L3 | 1 | LB | US
CPYEN-3-0.2460 | CPYEN-3-0.2460 | 3/4" 180 Degree Nozzle Drill 0.2460 >HFC-227ea | 210.63 | 281 | L3 | 1 | LB | US
CPYEN-3-0.2500 | CPYEN-3-0.2500 | 3/4" 180 Degree Nozzle Drill 0.2500 >HFC-227ea | 210.63 | 281 | L3 | 1 | LB | US
CPYEN-3-0.2570 | CPYEN-3-0.2570 | 3/4" 180 Degree Nozzle Drill 0.2570 >HFC-227ea | 210.63 | 281 | L3 | 1 | LB | US
CPYEN-3-0.2610 | CPYEN-3-0.2610 | 3/4" 180 Degree Nozzle Drill 0.2610 >HFC-227ea | 210.63 | 281 | L3 | 1 | LB | US
3/4" Central Nozzle |  | Central Nozzles
CPYEN-4-0.1360 | CPYEN-4-0.1360 | 3/4" 360 Degree Nozzle Drill 0.1360 >HFC-227ea | 210.63 | 281 | L3 | 1 | LB | US
CPYEN-4-0.1406 | CPYEN-4-0.1406 | 3/4" 360 Degree Nozzle Drill 0.1406 >HFC-227ea | 210.63 | 281 | L3 | 1 | LB | US
CPYEN-4-0.1440 | CPYEN-4-0.1440 | 3/4" 360 Degree Nozzle Drill 0.1440 >HFC-227ea | 210.63 | 281 | L3 | 1 | LB | US
CPYEN-4-0.1470 | CPYEN-4-0.1470 | 3/4" 360 Degree Nozzle Drill 0.1470 >HFC-227ea | 210.63 | 281 | L3 | 1 | LB | US
CPYEN-4-0.1495 | CPYEN-4-0.1495 | 3/4" 360 Degree Nozzle Drill 0.1495 >HFC-227ea | 210.63 | 281 | L3 | 1 | LB | US
CPYEN-4-0.1520 | CPYEN-4-0.1520 | 3/4" 360 Degree Nozzle Drill 0.1520 >HFC-227ea | 210.63 | 281 | L3 | 1 | LB | US
CPYEN-4-0.1540 | CPYEN-4-0.1540 | 3/4" 360 Degree Nozzle Drill 0.1540 >HFC-227ea | 210.63 | 281 | L3 | 1 | LB | US
CPYEN-4-0.1562 | CPYEN-4-0.1562 | 3/4" 360 Degree Nozzle Drill 0.1562 >HFC-227ea | 210.63 | 281 | L3 | 1 | LB | US
CPYEN-4-0.1570 | CPYEN-4-0.1570 | 3/4" 360 Degree Nozzle Drill 0.1570 >HFC-227ea | 210.63 | 281 | L3 | 1 | LB | US
CPYEN-4-0.1590 | CPYEN-4-0.1590 | 3/4" 360 Degree Nozzle Drill 0.1590 >HFC-227ea | 210.63 | 281 | L3 | 1 | LB | US
CPYEN-4-0.1610 | CPYEN-4-0.1610 | 3/4" 360 Degree Nozzle Drill 0.1610 >HFC-227ea | 210.63 | 281 | L3 | 1 | LB | US
CPYEN-4-0.1660 | CPYEN-4-0.1660 | 3/4" 360 Degree Nozzle Drill 0.1660 >HFC-227ea | 210.63 | 281 | L3 | 1 | LB | US
CPYEN-4-0.1695 | CPYEN-4-0.1695 | 3/4" 360 Degree Nozzle Drill 0.1695 >HFC-227ea | 210.63 | 281 | L3 | 1 | LB | US
CPYEN-4-0.1719 | CPYEN-4-0.1719 | 3/4" 360 Degree Nozzle Drill 0.1719 >HFC-227ea | 210.63 | 281 | L3 | 1 | LB | US
CPYEN-4-0.1730 | CPYEN-4-0.1730 | 3/4" 360 Degree Nozzle Drill 0.1730 >HFC-227ea | 210.63 | 281 | L3 | 1 | LB | US
CPYEN-4-0.1770 | CPYEN-4-0.1770 | 3/4" 360 Degree Nozzle Drill 0.1770 >HFC-227ea | 210.63 | 281 | L3 | 1 | LB | US
CPYEN-4-0.1800 | CPYEN-4-0.1800 | 3/4" 360 Degree Nozzle Drill 0.1800 >HFC-227ea | 210.63 | 281 | L3 | 1 | LB | US
CPYEN-4-0.1820 | CPYEN-4-0.1820 | 3/4" 360 Degree Nozzle Drill 0.1820 >HFC-227ea | 210.63 | 281 | L3 | 1 | LB | US
CPYEN-4-0.1850 | CPYEN-4-0.1850 | 3/4" 360 Degree Nozzle Drill 0.1850 >HFC-227ea | 210.63 | 281 | L3 | 1 | LB | US
CPYEN-4-0.1875 | CPYEN-4-0.1875 | 3/4" 360 Degree Nozzle Drill 0.1875 >HFC-227ea | 210.63 | 281 | L3 | 1 | LB | US
CPYEN-4-0.1890 | CPYEN-4-0.1890 | 3/4" 360 Degree Nozzle Drill 0.1890 >HFC-227ea | 210.63 | 281 | L3 | 1 | LB | US
CPYEN-4-0.1910 | CPYEN-4-0.1910 | 3/4" 360 Degree Nozzle Drill 0.1910 >HFC-227ea | 210.63 | 281 | L3 | 1 | LB | US
CPYEN-4-0.1935 | CPYEN-4-0.1935 | 3/4" 360 Degree Nozzle Drill 0.1935 >HFC-227ea | 210.63 | 281 | L3 | 1 | LB | US
CPYEN-4-0.1960 | CPYEN-4-0.1960 | 3/4" 360 Degree Nozzle Drill 0.1960 >HFC-227ea | 210.63 | 281 | L3 | 1 | LB | US
CPYEN-4-0.1990 | CPYEN-4-0.1990 | 3/4" 360 Degree Nozzle Drill 0.1990 >HFC-227ea | 210.63 | 281 | L3 | 1 | LB | US
CPYEN-4-0.2010 | CPYEN-4-0.2010 | 3/4" 360 Degree Nozzle Drill 0.2010 >HFC-227ea | 210.63 | 281 | L3 | 1 | LB | US
CPYEN-4-0.2031 | CPYEN-4-0.2031 | 3/4" 360 Degree Nozzle Drill 0.2031 >HFC-227ea | 210.63 | 281 | L3 | 1 | LB | US
CPYEN-4-0.2040 | CPYEN-4-0.2040 | 3/4" 360 Degree Nozzle Drill 0.2040 >HFC-227ea | 210.63 | 281 | L3 | 1 | LB | US
CPYEN-4-0.2055 | CPYEN-4-0.2055 | 3/4" 360 Degree Nozzle Drill 0.2055 >HFC-227ea | 210.63 | 281 | L3 | 1 | LB | US
CPYEN-4-0.2090 | CPYEN-4-0.2090 | 3/4" 360 Degree Nozzle Drill 0.2090 >HFC-227ea | 210.63 | 281 | L3 | 1 | LB | US
CPYEN-4-0.2130 | CPYEN-4-0.2130 | 3/4" 360 Degree Nozzle Drill 0.2130 >HFC-227ea | 210.63 | 281 | L3 | 1 | LB | US
CPYEN-4-0.2187 | CPYEN-4-0.2187 | 3/4" 360 Degree Nozzle Drill 0.2187 >HFC-227ea | 210.63 | 281 | L3 | 1 | LB | US
CPYEN-4-0.2210 | CPYEN-4-0.2210 | 3/4" 360 Degree Nozzle Drill 0.2210 >HFC-227ea | 210.63 | 281 | L3 | 1 | LB | US
CPYEN-4-0.2280 | CPYEN-4-0.2280 | 3/4" 360 Degree Nozzle Drill 0.2280 >HFC-227ea | 210.63 | 281 | L3 | 1 | LB | US
CPYEN-4-0.2344 | CPYEN-4-0.2344 | 3/4" 360 Degree Nozzle Drill 0.2344 >HFC-227ea | 210.63 | 281 | L3 | 1 | LB | US
CPYEN-4-0.2380 | CPYEN-4-0.2380 | 3/4" 360 Degree Nozzle Drill 0.2380 >HFC-227ea | 210.63 | 281 | L3 | 1 | LB | US
CPYEN-4-0.2420 | CPYEN-4-0.2420 | 3/4" 360 Degree Nozzle Drill 0.2420 >HFC-227ea | 210.63 | 281 | L3 | 1 | LB | US
CPYEN-4-0.2460 | CPYEN-4-0.2460 | 3/4" 360 Degree Nozzle Drill 0.2460 >HFC-227ea | 210.63 | 281 | L3 | 1 | LB | US
CPYEN-4-0.2500 | CPYEN-4-0.2500 | 3/4" 360 Degree Nozzle Drill 0.2500 >HFC-227ea | 210.63 | 281 | L3 | 1 | LB | US
CPYEN-4-0.2570 | CPYEN-4-0.2570 | 3/4" 360 Degree Nozzle Drill 0.2570 >HFC-227ea | 210.63 | 281 | L3 | 1 | LB | US
CPYEN-4-0.2610 | CPYEN-4-0.2610 | 3/4" 360 Degree Nozzle Drill 0.2610 >HFC-227ea | 210.63 | 281 | L3 | 1 | LB | US
1" Sidewall Nozzle |  | Sidewall Nozzles
CPYEN-5-0.1660 | CPYEN-5-0.1660 | 1" 180 Degree Nozzle Drill 0.1660 >HFC-227ea | 210.63 | 281 | L3 | 1 | LB | US
CPYEN-5-0.1695 | CPYEN-5-0.1695 | 1" 180 Degree Nozzle Drill 0.1695 >HFC-227ea | 210.63 | 281 | L3 | 1 | LB | US
CPYEN-5-0.1719 | CPYEN-5-0.1719 | 1" 180 Degree Nozzle Drill 0.1719 >HFC-227ea | 210.63 | 281 | L3 | 1 | LB | US
CPYEN-5-0.1730 | CPYEN-5-0.1730 | 1" 180 Degree Nozzle Drill 0.1730 >HFC-227ea | 210.63 | 281 | L3 | 1 | LB | US
CPYEN-5-0.1770 | CPYEN-5-0.1770 | 1" 180 Degree Nozzle Drill 0.1770 >HFC-227ea | 210.63 | 281 | L3 | 1 | LB | US
CPYEN-5-0.1800 | CPYEN-5-0.1800 | 1" 180 Degree Nozzle Drill 0.1800 >HFC-227ea | 210.63 | 281 | L3 | 1 | LB | US
CPYEN-5-0.1820 | CPYEN-5-0.1820 | 1" 180 Degree Nozzle Drill 0.1820 >HFC-227ea | 210.63 | 281 | L3 | 1 | LB | US
CPYEN-5-0.1850 | CPYEN-5-0.1850 | 1" 180 Degree Nozzle Drill 0.1850 >HFC-227ea | 210.63 | 281 | L3 | 1 | LB | US
CPYEN-5-0.1875 | CPYEN-5-0.1875 | 1" 180 Degree Nozzle Drill 0.1875 >HFC-227ea | 210.63 | 281 | L3 | 1 | LB | US
CPYEN-5-0.1890 | CPYEN-5-0.1890 | 1" 180 Degree Nozzle Drill 0.1890 >HFC-227ea | 210.63 | 281 | L3 | 1 | LB | US
CPYEN-5-0.1910 | CPYEN-5-0.1910 | 1" 180 Degree Nozzle Drill 0.1910 >HFC-227ea | 210.63 | 281 | L3 | 1 | LB | US
CPYEN-5-0.1935 | CPYEN-5-0.1935 | 1" 180 Degree Nozzle Drill 0.1935 >HFC-227ea | 210.63 | 281 | L3 | 1 | LB | US
CPYEN-5-0.1960 | CPYEN-5-0.1960 | 1" 180 Degree Nozzle Drill 0.1960 >HFC-227ea | 210.63 | 281 | L3 | 1 | LB | US
CPYEN-5-0.1990 | CPYEN-5-0.1990 | 1" 180 Degree Nozzle Drill 0.1990 >HFC-227ea | 210.63 | 281 | L3 | 1 | LB | US
CPYEN-5-0.2010 | CPYEN-5-0.2010 | 1" 180 Degree Nozzle Drill 0.2010 >HFC-227ea | 210.63 | 281 | L3 | 1 | LB | US
CPYEN-5-0.2031 | CPYEN-5-0.2031 | 1" 180 Degree Nozzle Drill 0.2031 >HFC-227ea | 210.63 | 281 | L3 | 1 | LB | US
CPYEN-5-0.2040 | CPYEN-5-0.2040 | 1" 180 Degree Nozzle Drill 0.2040 >HFC-227ea | 210.63 | 281 | L3 | 1 | LB | US
CPYEN-5-0.2055 | CPYEN-5-0.2055 | 1" 180 Degree Nozzle Drill 0.2055 >HFC-227ea | 210.63 | 281 | L3 | 1 | LB | US
CPYEN-5-0.2090 | CPYEN-5-0.2090 | 1" 180 Degree Nozzle Drill 0.2090 >HFC-227ea | 210.63 | 281 | L3 | 1 | LB | US
CPYEN-5-0.2130 | CPYEN-5-0.2130 | 1" 180 Degree Nozzle Drill 0.2130 >HFC-227ea | 210.63 | 281 | L3 | 1 | LB | US
CPYEN-5-0.2187 | CPYEN-5-0.2187 | 1" 180 Degree Nozzle Drill 0.2187 >HFC-227ea | 210.63 | 281 | L3 | 1 | LB | US
CPYEN-5-0.2210 | CPYEN-5-0.2210 | 1" 180 Degree Nozzle Drill 0.2210 >HFC-227ea | 210.63 | 281 | L3 | 1 | LB | US
CPYEN-5-0.2340 | CPYEN-5-0.2340 | 1" 180 Degree Nozzle Drill 0.2340 >HFC-227ea | 210.63 | 281 | L3 | 1 | LB | US
CPYEN-5-0.2344 | CPYEN-5-0.2344 | 1" 180 Degree Nozzle Drill 0.2344 >HFC-227ea | 210.63 | 281 | L3 | 1 | LB | US
CPYEN-5-0.2380 | CPYEN-5-0.2380 | 1" 180 Degree Nozzle Drill 0.2380 >HFC-227ea | 210.63 | 281 | L3 | 1 | LB | US
CPYEN-5-0.2420 | CPYEN-5-0.2420 | 1" 180 Degree Nozzle Drill 0.2420 >HFC-227ea | 210.63 | 281 | L3 | 1 | LB | US
CPYEN-5-0.2460 | CPYEN-5-0.2460 | 1" 180 Degree Nozzle Drill 0.2460 >HFC-227ea | 210.63 | 281 | L3 | 1 | LB | US
CPYEN-5-0.2500 | CPYEN-5-0.2500 | 1" 180 Degree Nozzle Drill 0.2500 >HFC-227ea | 210.63 | 281 | L3 | 1 | LB | US
CPYEN-5-0.2570 | CPYEN-5-0.2570 | 1" 180 Degree Nozzle Drill 0.2570 >HFC-227ea | 210.63 | 281 | L3 | 1 | LB | US
CPYEN-5-0.2610 | CPYEN-5-0.2610 | 1" 180 Degree Nozzle Drill 0.2610 >HFC-227ea | 210.63 | 281 | L3 | 1 | LB | US
CPYEN-5-0.2656 | CPYEN-5-0.2656 | 1" 180 Degree Nozzle Drill 0.2656 >HFC-227ea | 210.63 | 281 | L3 | 1 | LB | US
CPYEN-5-0.2660 | CPYEN-5-0.2660 | 1" 180 Degree Nozzle Drill 0.2660 >HFC-227ea | 210.63 | 281 | L3 | 1 | LB | US
CPYEN-5-0.2720 | CPYEN-5-0.2720 | 1" 180 Degree Nozzle Drill 0.2720 >HFC-227ea | 210.63 | 281 | L3 | 1 | LB | US
CPYEN-5-0.2770 | CPYEN-5-0.2770 | 1" 180 Degree Nozzle Drill 0.2770 >HFC-227ea | 210.63 | 281 | L3 | 1 | LB | US
CPYEN-5-0.2810 | CPYEN-5-0.2810 | 1" 180 Degree Nozzle Drill 0.2810 >HFC-227ea | 210.63 | 281 | L3 | 1 | LB | US
CPYEN-5-0.2812 | CPYEN-5-0.2812 | 1" 180 Degree Nozzle Drill 0.2812 >HFC-227ea | 210.63 | 281 | L3 | 1 | LB | US
CPYEN-5-0.2900 | CPYEN-5-0.2900 | 1" 180 Degree Nozzle Drill 0.2900 >HFC-227ea | 210.63 | 281 | L3 | 1 | LB | US
CPYEN-5-0.2950 | CPYEN-5-0.2950 | 1" 180 Degree Nozzle Drill 0.2950 >HFC-227ea | 210.63 | 281 | L3 | 1 | LB | US
CPYEN-5-0.2969 | CPYEN-5-0.2969 | 1" 180 Degree Nozzle Drill 0.2969 >HFC-227ea | 210.63 | 281 | L3 | 1 | LB | US
CPYEN-5-0.3020 | CPYEN-5-0.3020 | 1" 180 Degree Nozzle Drill 0.3020 >HFC-227ea | 210.63 | 281 | L3 | 1 | LB | US
CPYEN-5-0.3125 | CPYEN-5-0.3125 | 1" 180 Degree Nozzle Drill 0.3125 >HFC-227ea | 210.63 | 281 | L3 | 1 | LB | US
CPYEN-5-0.3160 | CPYEN-5-0.3160 | 1" 180 Degree Nozzle Drill 0.3160 >HFC-227ea | 210.63 | 281 | L3 | 1 | LB | US
CPYEN-5-0.3230 | CPYEN-5-0.3230 | 1" 180 Degree Nozzle Drill 0.3230 >HFC-227ea | 210.63 | 281 | L3 | 1 | LB | US
CPYEN-5-0.3281 | CPYEN-5-0.3281 | 1" 180 Degree Nozzle Drill 0.3281 >HFC-227ea | 210.63 | 281 | L3 | 1 | LB | US
CPYEN-5-0.3320 | CPYEN-5-0.3320 | 1" 180 Degree Nozzle Drill 0.3320 >HFC-227ea | 210.63 | 281 | L3 | 1 | LB | US
1" Central Nozzle |  | Central Nozzles
CPYEN-6-0.1660 | CPYEN-6-0.1660 | 1" 360 Degree Nozzle Drill 0.1660 >HFC-227ea | 210.63 | 281 | L3 | 1 | LB | US
CPYEN-6-0.1695 | CPYEN-6-0.1695 | 1" 360 Degree Nozzle Drill 0.1695 >HFC-227ea | 210.63 | 281 | L3 | 1 | LB | US
CPYEN-6-0.1719 | CPYEN-6-0.1719 | 1" 360 Degree Nozzle Drill 0.1719 >HFC-227ea | 210.63 | 281 | L3 | 1 | LB | US
CPYEN-6-0.1730 | CPYEN-6-0.1730 | 1" 360 Degree Nozzle Drill 0.1730 >HFC-227ea | 210.63 | 281 | L3 | 1 | LB | US
CPYEN-6-0.1770 | CPYEN-6-0.1770 | 1" 360 Degree Nozzle Drill 0.1770 >HFC-227ea | 210.63 | 281 | L3 | 1 | LB | US
CPYEN-6-0.1800 | CPYEN-6-0.1800 | 1" 360 Degree Nozzle Drill 0.1800 >HFC-227ea | 210.63 | 281 | L3 | 1 | LB | US
CPYEN-6-0.1820 | CPYEN-6-0.1820 | 1" 360 Degree Nozzle Drill 0.1820 >HFC-227ea | 210.63 | 281 | L3 | 1 | LB | US
CPYEN-6-0.1850 | CPYEN-6-0.1850 | 1" 360 Degree Nozzle Drill 0.1850 >HFC-227ea | 210.63 | 281 | L3 | 1 | LB | US
CPYEN-6-0.1875 | CPYEN-6-0.1875 | 1" 360 Degree Nozzle Drill 0.1875 >HFC-227ea | 210.63 | 281 | L3 | 1 | LB | US
CPYEN-6-0.1890 | CPYEN-6-0.1890 | 1" 360 Degree Nozzle Drill 0.1890 >HFC-227ea | 210.63 | 281 | L3 | 1 | LB | US
CPYEN-6-0.1910 | CPYEN-6-0.1910 | 1" 360 Degree Nozzle Drill 0.1910 >HFC-227ea | 210.63 | 281 | L3 | 1 | LB | US
CPYEN-6-0.1935 | CPYEN-6-0.1935 | 1" 360 Degree Nozzle Drill 0.1935 >HFC-227ea | 210.63 | 281 | L3 | 1 | LB | US
CPYEN-6-0.1960 | CPYEN-6-0.1960 | 1" 360 Degree Nozzle Drill 0.1960 >HFC-227ea | 210.63 | 281 | L3 | 1 | LB | US
CPYEN-6-0.1990 | CPYEN-6-0.1990 | 1" 360 Degree Nozzle Drill 0.1990 >HFC-227ea | 210.63 | 281 | L3 | 1 | LB | US
CPYEN-6-0.2010 | CPYEN-6-0.2010 | 1" 360 Degree Nozzle Drill 0.2010 >HFC-227ea | 210.63 | 281 | L3 | 1 | LB | US
CPYEN-6-0.2031 | CPYEN-6-0.2031 | 1" 360 Degree Nozzle Drill 0.2031 >HFC-227ea | 210.63 | 281 | L3 | 1 | LB | US
CPYEN-6-0.2040 | CPYEN-6-0.2040 | 1" 360 Degree Nozzle Drill 0.2040 >HFC-227ea | 210.63 | 281 | L3 | 1 | LB | US
CPYEN-6-0.2055 | CPYEN-6-0.2055 | 1" 360 Degree Nozzle Drill 0.2055 >HFC-227ea | 210.63 | 281 | L3 | 1 | LB | US
CPYEN-6-0.2090 | CPYEN-6-0.2090 | 1" 360 Degree Nozzle Drill 0.2090 >HFC-227ea | 210.63 | 281 | L3 | 1 | LB | US
CPYEN-6-0.2130 | CPYEN-6-0.2130 | 1" 360 Degree Nozzle Drill 0.2130 >HFC-227ea | 210.63 | 281 | L3 | 1 | LB | US
CPYEN-6-0.2187 | CPYEN-6-0.2187 | 1" 360 Degree Nozzle Drill 0.2187 >HFC-227ea | 210.63 | 281 | L3 | 1 | LB | US
CPYEN-6-0.2210 | CPYEN-6-0.2210 | 1" 360 Degree Nozzle Drill 0.2210 >HFC-227ea | 210.63 | 281 | L3 | 1 | LB | US
CPYEN-6-0.2340 | CPYEN-6-0.2340 | 1" 360 Degree Nozzle Drill 0.2340 >HFC-227ea | 210.63 | 281 | L3 | 1 | LB | US
CPYEN-6-0.2344 | CPYEN-6-0.2344 | 1" 360 Degree Nozzle Drill 0.2344 >HFC-227ea | 210.63 | 281 | L3 | 1 | LB | US
CPYEN-6-0.2380 | CPYEN-6-0.2380 | 1" 360 Degree Nozzle Drill 0.2380 >HFC-227ea | 210.63 | 281 | L3 | 1 | LB | US
CPYEN-6-0.2420 | CPYEN-6-0.2420 | 1" 360 Degree Nozzle Drill 0.2420 >HFC-227ea | 210.63 | 281 | L3 | 1 | LB | US
CPYEN-6-0.2460 | CPYEN-6-0.2460 | 1" 360 Degree Nozzle Drill 0.2460 >HFC-227ea | 210.63 | 281 | L3 | 1 | LB | US
CPYEN-6-0.2500 | CPYEN-6-0.2500 | 1" 360 Degree Nozzle Drill 0.2500 >HFC-227ea | 210.63 | 281 | L3 | 1 | LB | US
CPYEN-6-0.2570 | CPYEN-6-0.2570 | 1" 360 Degree Nozzle Drill 0.2570 >HFC-227ea | 210.63 | 281 | L3 | 1 | LB | US
CPYEN-6-0.2610 | CPYEN-6-0.2610 | 1" 360 Degree Nozzle Drill 0.2610 >HFC-227ea | 210.63 | 281 | L3 | 1 | LB | US
CPYEN-6-0.2656 | CPYEN-6-0.2656 | 1" 360 Degree Nozzle Drill 0.2656 >HFC-227ea | 210.63 | 281 | L3 | 1 | LB | US
CPYEN-6-0.2660 | CPYEN-6-0.2660 | 1" 360 Degree Nozzle Drill 0.2660 >HFC-227ea | 210.63 | 281 | L3 | 1 | LB | US
CPYEN-6-0.2720 | CPYEN-6-0.2720 | 1" 360 Degree Nozzle Drill 0.2720 >HFC-227ea | 210.63 | 281 | L3 | 1 | LB | US
CPYEN-6-0.2770 | CPYEN-6-0.2770 | 1" 360 Degree Nozzle Drill 0.2770 >HFC-227ea | 210.63 | 281 | L3 | 1 | LB | US
CPYEN-6-0.2810 | CPYEN-6-0.2810 | 1" 360 Degree Nozzle Drill 0.2810 >HFC-227ea | 210.63 | 281 | L3 | 1 | LB | US
CPYEN-6-0.2812 | CPYEN-6-0.2812 | 1" 360 Degree Nozzle Drill 0.2812 >HFC-227ea | 210.63 | 281 | L3 | 1 | LB | US
CPYEN-6-0.2900 | CPYEN-6-0.2900 | 1" 360 Degree Nozzle Drill 0.2900 >HFC-227ea | 210.63 | 281 | L3 | 1 | LB | US
CPYEN-6-0.2950 | CPYEN-6-0.2950 | 1" 360 Degree Nozzle Drill 0.2950 >HFC-227ea | 210.63 | 281 | L3 | 1 | LB | US
CPYEN-6-0.2969 | CPYEN-6-0.2969 | 1" 360 Degree Nozzle Drill 0.2969 >HFC-227ea | 210.63 | 281 | L3 | 1 | LB | US
CPYEN-6-0.3020 | CPYEN-6-0.3020 | 1" 360 Degree Nozzle Drill 0.3020 >HFC-227ea | 210.63 | 281 | L3 | 1 | LB | US
CPYEN-6-0.3125 | CPYEN-6-0.3125 | 1" 360 Degree Nozzle Drill 0.3125 >HFC-227ea | 210.63 | 281 | L3 | 1 | LB | US
CPYEN-6-0.3160 | CPYEN-6-0.3160 | 1" 360 Degree Nozzle Drill 0.3160 >HFC-227ea | 210.63 | 281 | L3 | 1 | LB | US
CPYEN-6-0.3230 | CPYEN-6-0.3230 | 1" 360 Degree Nozzle Drill 0.3230 >HFC-227ea | 210.63 | 281 | L3 | 1 | LB | US
CPYEN-6-0.3281 | CPYEN-6-0.3281 | 1" 360 Degree Nozzle Drill 0.3281 >HFC-227ea | 210.63 | 281 | L3 | 1 | LB | US
CPYEN-6-0.3320 | CPYEN-6-0.3320 | 1" 360 Degree Nozzle Drill 0.3320 >HFC-227ea | 210.63 | 281 | L3 | 1 | LB | US
1-1/4" Sidewall Nozzle |  | Sidewall Nozzles
CPYEN-7-0.2187 | CPYEN-7-0.2187 | 1-1/4" 180 Degree Nozzle Drill 0.2187 >HFC-227ea | 210.63 | 281 | L3 | 1 | LB | US
CPYEN-7-0.2210 | CPYEN-7-0.2210 | 1-1/4" 180 Degree Nozzle Drill 0.2210 >HFC-227ea | 210.63 | 281 | L3 | 1 | LB | US
CPYEN-7-0.2340 | CPYEN-7-0.2340 | 1-1/4" 180 Degree Nozzle Drill 0.2340 >HFC-227ea | 210.63 | 281 | L3 | 1 | LB | US
CPYEN-7-0.2344 | CPYEN-7-0.2344 | 1-1/4" 180 Degree Nozzle Drill 0.2344 >HFC-227ea | 210.63 | 281 | L3 | 1 | LB | US
CPYEN-7-0.2380 | CPYEN-7-0.2380 | 1-1/4" 180 Degree Nozzle Drill 0.2380 >HFC-227ea | 210.63 | 281 | L3 | 1 | LB | US
CPYEN-7-0.2420 | CPYEN-7-0.2420 | 1-1/4" 180 Degree Nozzle Drill 0.2420 >HFC-227ea | 210.63 | 281 | L3 | 1 | LB | US
CPYEN-7-0.2460 | CPYEN-7-0.2460 | 1-1/4" 180 Degree Nozzle Drill 0.2460 >HFC-227ea | 210.63 | 281 | L3 | 1 | LB | US
CPYEN-7-0.2500 | CPYEN-7-0.2500 | 1-1/4" 180 Degree Nozzle Drill 0.2500 >HFC-227ea | 210.63 | 281 | L3 | 1 | LB | US
CPYEN-7-0.2570 | CPYEN-7-0.2570 | 1-1/4" 180 Degree Nozzle Drill 0.2570 >HFC-227ea | 210.63 | 281 | L3 | 1 | LB | US
CPYEN-7-0.2610 | CPYEN-7-0.2610 | 1-1/4" 180 Degree Nozzle Drill 0.2610 >HFC-227ea | 210.63 | 281 | L3 | 1 | LB | US
CPYEN-7-0.2656 | CPYEN-7-0.2656 | 1-1/4" 180 Degree Nozzle Drill 0.2656 >HFC-227ea | 210.63 | 281 | L3 | 1 | LB | US
CPYEN-7-0.2660 | CPYEN-7-0.2660 | 1-1/4" 180 Degree Nozzle Drill 0.2660 >HFC-227ea | 210.63 | 281 | L3 | 1 | LB | US
CPYEN-7-0.2720 | CPYEN-7-0.2720 | 1-1/4" 180 Degree Nozzle Drill 0.2720 >HFC-227ea | 210.63 | 281 | L3 | 1 | LB | US
CPYEN-7-0.2770 | CPYEN-7-0.2770 | 1-1/4" 180 Degree Nozzle Drill 0.2770 >HFC-227ea | 210.63 | 281 | L3 | 1 | LB | US
CPYEN-7-0.2810 | CPYEN-7-0.2810 | 1-1/4" 180 Degree Nozzle Drill 0.2810 >HFC-227ea | 210.63 | 281 | L3 | 1 | LB | US
CPYEN-7-0.2812 | CPYEN-7-0.2812 | 1-1/4" 180 Degree Nozzle Drill 0.2812 >HFC-227ea | 210.63 | 281 | L3 | 1 | LB | US
CPYEN-7-0.2900 | CPYEN-7-0.2900 | 1-1/4" 180 Degree Nozzle Drill 0.2900 >HFC-227ea | 210.63 | 281 | L3 | 1 | LB | US
CPYEN-7-0.2950 | CPYEN-7-0.2950 | 1-1/4" 180 Degree Nozzle Drill 0.2950 >HFC-227ea | 210.63 | 281 | L3 | 1 | LB | US
CPYEN-7-0.2969 | CPYEN-7-0.2969 | 1-1/4" 180 Degree Nozzle Drill 0.2969 >HFC-227ea | 210.63 | 281 | L3 | 1 | LB | US
CPYEN-7-0.3020 | CPYEN-7-0.3020 | 1-1/4" 180 Degree Nozzle Drill 0.3020 >HFC-227ea | 210.63 | 281 | L3 | 1 | LB | US
CPYEN-7-0.3125 | CPYEN-7-0.3125 | 1-1/4" 180 Degree Nozzle Drill 0.3125 >HFC-227ea | 210.63 | 281 | L3 | 1 | LB | US
CPYEN-7-0.3160 | CPYEN-7-0.3160 | 1-1/4" 180 Degree Nozzle Drill 0.3160 >HFC-227ea | 210.63 | 281 | L3 | 1 | LB | US
CPYEN-7-0.3230 | CPYEN-7-0.3230 | 1-1/4" 180 Degree Nozzle Drill 0.3230 >HFC-227ea | 210.63 | 281 | L3 | 1 | LB | US
CPYEN-7-0.3281 | CPYEN-7-0.3281 | 1-1/4" 180 Degree Nozzle Drill 0.3281 >HFC-227ea | 210.63 | 281 | L3 | 1 | LB | US
CPYEN-7-0.3320 | CPYEN-7-0.3320 | 1-1/4" 180 Degree Nozzle Drill 0.3320 >HFC-227ea | 210.63 | 281 | L3 | 1 | LB | US
CPYEN-7-0.3390 | CPYEN-7-0.3390 | 1-1/4" 180 Degree Nozzle Drill 0.3390 >HFC-227ea | 210.63 | 281 | L3 | 1 | LB | US
CPYEN-7-0.3437 | CPYEN-7-0.3437 | 1-1/4" 180 Degree Nozzle Drill 0.3437 >HFC-227ea | 210.63 | 281 | L3 | 1 | LB | US
CPYEN-7-0.3480 | CPYEN-7-0.3480 | 1-1/4" 180 Degree Nozzle Drill 0.3480 >HFC-227ea | 210.63 | 281 | L3 | 1 | LB | US
CPYEN-7-0.3580 | CPYEN-7-0.3580 | 1-1/4" 180 Degree Nozzle Drill 0.3580 >HFC-227ea | 210.63 | 281 | L3 | 1 | LB | US
CPYEN-7-0.3594 | CPYEN-7-0.3594 | 1-1/4" 180 Degree Nozzle Drill 0.3594 >HFC-227ea | 210.63 | 281 | L3 | 1 | LB | US
CPYEN-7-0.3680 | CPYEN-7-0.3680 | 1-1/4" 180 Degree Nozzle Drill 0.3680 >HFC-227ea | 210.63 | 281 | L3 | 1 | LB | US
CPYEN-7-0.3750 | CPYEN-7-0.3750 | 1-1/4" 180 Degree Nozzle Drill 0.3750 >HFC-227ea | 210.63 | 281 | L3 | 1 | LB | US
CPYEN-7-0.3770 | CPYEN-7-0.3770 | 1-1/4" 180 Degree Nozzle Drill 0.3770 >HFC-227ea | 210.63 | 281 | L3 | 1 | LB | US
CPYEN-7-0.3860 | CPYEN-7-0.3860 | 1-1/4" 180 Degree Nozzle Drill 0.3860 >HFC-227ea | 210.63 | 281 | L3 | 1 | LB | US
CPYEN-7-0.3906 | CPYEN-7-0.3906 | 1-1/4" 180 Degree Nozzle Drill 0.3906 >HFC-227ea | 210.63 | 281 | L3 | 1 | LB | US
CPYEN-7-0.3970 | CPYEN-7-0.3970 | 1-1/4" 180 Degree Nozzle Drill 0.3970 >HFC-227ea | 210.63 | 281 | L3 | 1 | LB | US
CPYEN-7-0.4040 | CPYEN-7-0.4040 | 1-1/4" 180 Degree Nozzle Drill 0.4040 >HFC-227ea | 210.63 | 281 | L3 | 1 | LB | US
CPYEN-7-0.4062 | CPYEN-7-0.4062 | 1-1/4" 180 Degree Nozzle Drill 0.4062 >HFC-227ea | 210.63 | 281 | L3 | 1 | LB | US
CPYEN-7-0.4130 | CPYEN-7-0.4130 | 1-1/4" 180 Degree Nozzle Drill 0.4130 >HFC-227ea | 210.63 | 281 | L3 | 1 | LB | US
CPYEN-7-0.4219 | CPYEN-7-0.4219 | 1-1/4" 180 Degree Nozzle Drill 0.4219 >HFC-227ea | 210.63 | 281 | L3 | 1 | LB | US
CPYEN-7-0.4375 | CPYEN-7-0.4375 | 1-1/4" 180 Degree Nozzle Drill 0.4375 >HFC-227ea | 210.63 | 281 | L3 | 1 | LB | US
1-1/4" Central Nozzle |  | Central Nozzles
CPYEN-8-0.2187 | CPYEN-8-0.2187 | 1-1/4" 360 Degree Nozzle Drill 0.2187 >HFC-227ea | 210.63 | 281 | L3 | 1 | LB | US
CPYEN-8-0.2210 | CPYEN-8-0.2210 | 1-1/4" 360 Degree Nozzle Drill 0.2210 >HFC-227ea | 210.63 | 281 | L3 | 1 | LB | US
CPYEN-8-0.2340 | CPYEN-8-0.2340 | 1-1/4" 360 Degree Nozzle Drill 0.2340 >HFC-227ea | 210.63 | 281 | L3 | 1 | LB | US
CPYEN-8-0.2344 | CPYEN-8-0.2344 | 1-1/4" 360 Degree Nozzle Drill 0.2344 >HFC-227ea | 210.63 | 281 | L3 | 1 | LB | US
CPYEN-8-0.2380 | CPYEN-8-0.2380 | 1-1/4" 360 Degree Nozzle Drill 0.2380 >HFC-227ea | 210.63 | 281 | L3 | 1 | LB | US
CPYEN-8-0.2420 | CPYEN-8-0.2420 | 1-1/4" 360 Degree Nozzle Drill 0.2420 >HFC-227ea | 210.63 | 281 | L3 | 1 | LB | US
CPYEN-8-0.2460 | CPYEN-8-0.2460 | 1-1/4" 360 Degree Nozzle Drill 0.2460 >HFC-227ea | 210.63 | 281 | L3 | 1 | LB | US
CPYEN-8-0.2500 | CPYEN-8-0.2500 | 1-1/4" 360 Degree Nozzle Drill 0.2500 >HFC-227ea | 210.63 | 281 | L3 | 1 | LB | US
CPYEN-8-0.2570 | CPYEN-8-0.2570 | 1-1/4" 360 Degree Nozzle Drill 0.2570 >HFC-227ea | 210.63 | 281 | L3 | 1 | LB | US
CPYEN-8-0.2610 | CPYEN-8-0.2610 | 1-1/4" 360 Degree Nozzle Drill 0.2610 >HFC-227ea | 210.63 | 281 | L3 | 1 | LB | US
CPYEN-8-0.2656 | CPYEN-8-0.2656 | 1-1/4" 360 Degree Nozzle Drill 0.2656 >HFC-227ea | 210.63 | 281 | L3 | 1 | LB | US
CPYEN-8-0.2660 | CPYEN-8-0.2660 | 1-1/4" 360 Degree Nozzle Drill 0.2660 >HFC-227ea | 210.63 | 281 | L3 | 1 | LB | US
CPYEN-8-0.2720 | CPYEN-8-0.2720 | 1-1/4" 360 Degree Nozzle Drill 0.2720 >HFC-227ea | 210.63 | 281 | L3 | 1 | LB | US
CPYEN-8-0.2770 | CPYEN-8-0.2770 | 1-1/4" 360 Degree Nozzle Drill 0.2770 >HFC-227ea | 210.63 | 281 | L3 | 1 | LB | US
CPYEN-8-0.2810 | CPYEN-8-0.2810 | 1-1/4" 360 Degree Nozzle Drill 0.2810 >HFC-227ea | 210.63 | 281 | L3 | 1 | LB | US
CPYEN-8-0.2812 | CPYEN-8-0.2812 | 1-1/4" 360 Degree Nozzle Drill 0.2812 >HFC-227ea | 210.63 | 281 | L3 | 1 | LB | US
CPYEN-8-0.2900 | CPYEN-8-0.2900 | 1-1/4" 360 Degree Nozzle Drill 0.2900 >HFC-227ea | 210.63 | 281 | L3 | 1 | LB | US
CPYEN-8-0.2950 | CPYEN-8-0.2950 | 1-1/4" 360 Degree Nozzle Drill 0.2950 >HFC-227ea | 210.63 | 281 | L3 | 1 | LB | US
CPYEN-8-0.2969 | CPYEN-8-0.2969 | 1-1/4" 360 Degree Nozzle Drill 0.2969 >HFC-227ea | 210.63 | 281 | L3 | 1 | LB | US
CPYEN-8-0.3020 | CPYEN-8-0.3020 | 1-1/4" 360 Degree Nozzle Drill 0.3020 >HFC-227ea | 210.63 | 281 | L3 | 1 | LB | US
CPYEN-8-0.3125 | CPYEN-8-0.3125 | 1-1/4" 360 Degree Nozzle Drill 0.3125 >HFC-227ea | 210.63 | 281 | L3 | 1 | LB | US
CPYEN-8-0.3160 | CPYEN-8-0.3160 | 1-1/4" 360 Degree Nozzle Drill 0.3160 >HFC-227ea | 210.63 | 281 | L3 | 1 | LB | US
CPYEN-8-0.3230 | CPYEN-8-0.3230 | 1-1/4" 360 Degree Nozzle Drill 0.3230 >HFC-227ea | 210.63 | 281 | L3 | 1 | LB | US
CPYEN-8-0.3281 | CPYEN-8-0.3281 | 1-1/4" 360 Degree Nozzle Drill 0.3281 >HFC-227ea | 210.63 | 281 | L3 | 1 | LB | US
CPYEN-8-0.3320 | CPYEN-8-0.3320 | 1-1/4" 360 Degree Nozzle Drill 0.3320 >HFC-227ea | 210.63 | 281 | L3 | 1 | LB | US
CPYEN-8-0.3390 | CPYEN-8-0.3390 | 1-1/4" 360 Degree Nozzle Drill 0.3390 >HFC-227ea | 210.63 | 281 | L3 | 1 | LB | US
CPYEN-8-0.3437 | CPYEN-8-0.3437 | 1-1/4" 360 Degree Nozzle Drill 0.3437 >HFC-227ea | 210.63 | 281 | L3 | 1 | LB | US
CPYEN-8-0.3480 | CPYEN-8-0.3480 | 1-1/4" 360 Degree Nozzle Drill 0.3480 >HFC-227ea | 210.63 | 281 | L3 | 1 | LB | US
CPYEN-8-0.3580 | CPYEN-8-0.3580 | 1-1/4" 360 Degree Nozzle Drill 0.3580 >HFC-227ea | 210.63 | 281 | L3 | 1 | LB | US
CPYEN-8-0.3594 | CPYEN-8-0.3594 | 1-1/4" 360 Degree Nozzle Drill 0.3594 >HFC-227ea | 210.63 | 281 | L3 | 1 | LB | US
CPYEN-8-0.3680 | CPYEN-8-0.3680 | 1-1/4" 360 Degree Nozzle Drill 0.3680 >HFC-227ea | 210.63 | 281 | L3 | 1 | LB | US
CPYEN-8-0.3750 | CPYEN-8-0.3750 | 1-1/4" 360 Degree Nozzle Drill 0.3750 >HFC-227ea | 210.63 | 281 | L3 | 1 | LB | US
CPYEN-8-0.3770 | CPYEN-8-0.3770 | 1-1/4" 360 Degree Nozzle Drill 0.3770 >HFC-227ea | 210.63 | 281 | L3 | 1 | LB | US
CPYEN-8-0.3860 | CPYEN-8-0.3860 | 1-1/4" 360 Degree Nozzle Drill 0.3860 >HFC-227ea | 210.63 | 281 | L3 | 1 | LB | US
CPYEN-8-0.3906 | CPYEN-8-0.3906 | 1-1/4" 360 Degree Nozzle Drill 0.3906 >HFC-227ea | 210.63 | 281 | L3 | 1 | LB | US
CPYEN-8-0.3970 | CPYEN-8-0.3970 | 1-1/4" 360 Degree Nozzle Drill 0.3970 >HFC-227ea | 210.63 | 281 | L3 | 1 | LB | US
CPYEN-8-0.4040 | CPYEN-8-0.4040 | 1-1/4" 360 Degree Nozzle Drill 0.4040 >HFC-227ea | 210.63 | 281 | L3 | 1 | LB | US
CPYEN-8-0.4062 | CPYEN-8-0.4062 | 1-1/4" 360 Degree Nozzle Drill 0.4062 >HFC-227ea | 210.63 | 281 | L3 | 1 | LB | US
CPYEN-8-0.4130 | CPYEN-8-0.4130 | 1-1/4" 360 Degree Nozzle Drill 0.4130 >HFC-227ea | 210.63 | 281 | L3 | 1 | LB | US
CPYEN-8-0.4219 | CPYEN-8-0.4219 | 1-1/4" 360 Degree Nozzle Drill 0.4219 >HFC-227ea | 210.63 | 281 | L3 | 1 | LB | US
CPYEN-8-0.4375 | CPYEN-8-0.4375 | 1-1/4" 360 Degree Nozzle Drill 0.4375 >HFC-227ea | 210.63 | 281 | L3 | 1 | LB | US
1-1/2" Sidewall Nozzle |  | Sidewall Nozzles
CPYEN-9-0.2570 | CPYEN-9-0.2570 | 1-1/2" 180 Degree Nozzle Drill 0.2570 >HFC-227ea | 212.66 | 284 | L3 | 1 | LB | US
CPYEN-9-0.2610 | CPYEN-9-0.2610 | 1-1/2" 180 Degree Nozzle Drill 0.2610 >HFC-227ea | 212.66 | 284 | L3 | 1 | LB | US
CPYEN-9-0.2656 | CPYEN-9-0.2656 | 1-1/2" 180 Degree Nozzle Drill 0.2656 >HFC-227ea | 212.66 | 284 | L3 | 1 | LB | US
CPYEN-9-0.2660 | CPYEN-9-0.2660 | 1-1/2" 180 Degree Nozzle Drill 0.2660 >HFC-227ea | 212.66 | 284 | L3 | 1 | LB | US
CPYEN-9-0.2720 | CPYEN-9-0.2720 | 1-1/2" 180 Degree Nozzle Drill 0.2720 >HFC-227ea | 212.66 | 284 | L3 | 1 | LB | US
CPYEN-9-0.2770 | CPYEN-9-0.2770 | 1-1/2" 180 Degree Nozzle Drill 0.2770 >HFC-227ea | 212.66 | 284 | L3 | 1 | LB | US
CPYEN-9-0.2810 | CPYEN-9-0.2810 | 1-1/2" 180 Degree Nozzle Drill 0.2810 >HFC-227ea | 212.66 | 284 | L3 | 1 | LB | US
CPYEN-9-0.2812 | CPYEN-9-0.2812 | 1-1/2" 180 Degree Nozzle Drill 0.2812 >HFC-227ea | 212.66 | 284 | L3 | 1 | LB | US
CPYEN-9-0.2900 | CPYEN-9-0.2900 | 1-1/2" 180 Degree Nozzle Drill 0.2900 >HFC-227ea | 212.66 | 284 | L3 | 1 | LB | US
CPYEN-9-0.2950 | CPYEN-9-0.2950 | 1-1/2" 180 Degree Nozzle Drill 0.2950 >HFC-227ea | 212.66 | 284 | L3 | 1 | LB | US
CPYEN-9-0.2969 | CPYEN-9-0.2969 | 1-1/2" 180 Degree Nozzle Drill 0.2969 >HFC-227ea | 212.66 | 284 | L3 | 1 | LB | US
CPYEN-9-0.3020 | CPYEN-9-0.3020 | 1-1/2" 180 Degree Nozzle Drill 0.3020 >HFC-227ea | 212.66 | 284 | L3 | 1 | LB | US
CPYEN-9-0.3125 | CPYEN-9-0.3125 | 1-1/2" 180 Degree Nozzle Drill 0.3125 >HFC-227ea | 212.66 | 284 | L3 | 1 | LB | US
CPYEN-9-0.3160 | CPYEN-9-0.3160 | 1-1/2" 180 Degree Nozzle Drill 0.3160 >HFC-227ea | 212.66 | 284 | L3 | 1 | LB | US
CPYEN-9-0.3230 | CPYEN-9-0.3230 | 1-1/2" 180 Degree Nozzle Drill 0.3230 >HFC-227ea | 212.66 | 284 | L3 | 1 | LB | US
CPYEN-9-0.3281 | CPYEN-9-0.3281 | 1-1/2" 180 Degree Nozzle Drill 0.3281 >HFC-227ea | 212.66 | 284 | L3 | 1 | LB | US
CPYEN-9-0.3320 | CPYEN-9-0.3320 | 1-1/2" 180 Degree Nozzle Drill 0.3320 >HFC-227ea | 212.66 | 284 | L3 | 1 | LB | US
CPYEN-9-0.3390 | CPYEN-9-0.3390 | 1-1/2" 180 Degree Nozzle Drill 0.3390 >HFC-227ea | 212.66 | 284 | L3 | 1 | LB | US
CPYEN-9-0.3437 | CPYEN-9-0.3437 | 1-1/2" 180 Degree Nozzle Drill 0.3437 >HFC-227ea | 212.66 | 284 | L3 | 1 | LB | US
CPYEN-9-0.3480 | CPYEN-9-0.3480 | 1-1/2" 180 Degree Nozzle Drill 0.3480 >HFC-227ea | 212.66 | 284 | L3 | 1 | LB | US
CPYEN-9-0.3580 | CPYEN-9-0.3580 | 1-1/2" 180 Degree Nozzle Drill 0.3580 >HFC-227ea | 212.66 | 284 | L3 | 1 | LB | US
CPYEN-9-0.3594 | CPYEN-9-0.3594 | 1-1/2" 180 Degree Nozzle Drill 0.3594 >HFC-227ea | 212.66 | 284 | L3 | 1 | LB | US
CPYEN-9-0.3680 | CPYEN-9-0.3680 | 1-1/2" 180 Degree Nozzle Drill 0.3680 >HFC-227ea | 212.66 | 284 | L3 | 1 | LB | US
CPYEN-9-0.3750 | CPYEN-9-0.3750 | 1-1/2" 180 Degree Nozzle Drill 0.3750 >HFC-227ea | 212.66 | 284 | L3 | 1 | LB | US
CPYEN-9-0.3770 | CPYEN-9-0.3770 | 1-1/2" 180 Degree Nozzle Drill 0.3770 >HFC-227ea | 212.66 | 284 | L3 | 1 | LB | US
CPYEN-9-0.3860 | CPYEN-9-0.3860 | 1-1/2" 180 Degree Nozzle Drill 0.3860 >HFC-227ea | 212.66 | 284 | L3 | 1 | LB | US
CPYEN-9-0.3906 | CPYEN-9-0.3906 | 1-1/2" 180 Degree Nozzle Drill 0.3906 >HFC-227ea | 212.66 | 284 | L3 | 1 | LB | US
CPYEN-9-0.3970 | CPYEN-9-0.3970 | 1-1/2" 180 Degree Nozzle Drill 0.3970 >HFC-227ea | 212.66 | 284 | L3 | 1 | LB | US
CPYEN-9-0.4040 | CPYEN-9-0.4040 | 1-1/2" 180 Degree Nozzle Drill 0.4040 >HFC-227ea | 212.66 | 284 | L3 | 1 | LB | US
CPYEN-9-0.4062 | CPYEN-9-0.4062 | 1-1/2" 180 Degree Nozzle Drill 0.4062 >HFC-227ea | 212.66 | 284 | L3 | 1 | LB | US
CPYEN-9-0.4130 | CPYEN-9-0.4130 | 1-1/2" 180 Degree Nozzle Drill 0.4130 >HFC-227ea | 212.66 | 284 | L3 | 1 | LB | US
CPYEN-9-0.4219 | CPYEN-9-0.4219 | 1-1/2" 180 Degree Nozzle Drill 0.4219 >HFC-227ea | 212.66 | 284 | L3 | 1 | LB | US
CPYEN-9-0.4375 | CPYEN-9-0.4375 | 1-1/2" 180 Degree Nozzle Drill 0.4375 >HFC-227ea | 212.66 | 284 | L3 | 1 | LB | US
CPYEN-9-0.4531 | CPYEN-9-0.4531 | 1-1/2" 180 Degree Nozzle Drill 0.4531 >HFC-227ea | 212.66 | 284 | L3 | 1 | LB | US
CPYEN-9-0.4688 | CPYEN-9-0.4688 | 1-1/2" 180 Degree Nozzle Drill 0.4688 >HFC-227ea | 212.66 | 284 | L3 | 1 | LB | US
CPYEN-9-0.4844 | CPYEN-9-0.4844 | 1-1/2" 180 Degree Nozzle Drill 0.4844 >HFC-227ea | 212.66 | 284 | L3 | 1 | LB | US
CPYEN-9-0.5000 | CPYEN-9-0.5000 | 1-1/2" 180 Degree Nozzle Drill 0.5000 >HFC-227ea | 212.66 | 284 | L3 | 1 | LB | US
1-1/2" Central Nozzle |  | Central Nozzles
CPYEN-10-0.2570 | CPYEN-10-0.2570 | 1-1/2" 360 Degree Nozzle Drill 0.2570 >HFC-227ea | 212.66 | 284 | L3 | 1 | LB | US
CPYEN-10-0.2610 | CPYEN-10-0.2610 | 1-1/2" 360 Degree Nozzle Drill 0.2610 >HFC-227ea | 212.66 | 284 | L3 | 1 | LB | US
CPYEN-10-0.2656 | CPYEN-10-0.2656 | 1-1/2" 360 Degree Nozzle Drill 0.2656 >HFC-227ea | 212.66 | 284 | L3 | 1 | LB | US
CPYEN-10-0.2660 | CPYEN-10-0.2660 | 1-1/2" 360 Degree Nozzle Drill 0.2660 >HFC-227ea | 212.66 | 284 | L3 | 1 | LB | US
CPYEN-10-0.2720 | CPYEN-10-0.2720 | 1-1/2" 360 Degree Nozzle Drill 0.2720 >HFC-227ea | 212.66 | 284 | L3 | 1 | LB | US
CPYEN-10-0.2770 | CPYEN-10-0.2770 | 1-1/2" 360 Degree Nozzle Drill 0.2770 >HFC-227ea | 212.66 | 284 | L3 | 1 | LB | US
CPYEN-10-0.2810 | CPYEN-10-0.2810 | 1-1/2" 360 Degree Nozzle Drill 0.2810 >HFC-227ea | 212.66 | 284 | L3 | 1 | LB | US
CPYEN-10-0.2812 | CPYEN-10-0.2812 | 1-1/2" 360 Degree Nozzle Drill 0.2812 >HFC-227ea | 212.66 | 284 | L3 | 1 | LB | US
CPYEN-10-0.2900 | CPYEN-10-0.2900 | 1-1/2" 360 Degree Nozzle Drill 0.2900 >HFC-227ea | 212.66 | 284 | L3 | 1 | LB | US
CPYEN-10-0.2950 | CPYEN-10-0.2950 | 1-1/2" 360 Degree Nozzle Drill 0.2950 >HFC-227ea | 212.66 | 284 | L3 | 1 | LB | US
CPYEN-10-0.2969 | CPYEN-10-0.2969 | 1-1/2" 360 Degree Nozzle Drill 0.2969 >HFC-227ea | 212.66 | 284 | L3 | 1 | LB | US
CPYEN-10-0.3020 | CPYEN-10-0.3020 | 1-1/2" 360 Degree Nozzle Drill 0.3020 >HFC-227ea | 212.66 | 284 | L3 | 1 | LB | US
CPYEN-10-0.3125 | CPYEN-10-0.3125 | 1-1/2" 360 Degree Nozzle Drill 0.3125 >HFC-227ea | 212.66 | 284 | L3 | 1 | LB | US
CPYEN-10-0.3160 | CPYEN-10-0.3160 | 1-1/2" 360 Degree Nozzle Drill 0.3160 >HFC-227ea | 212.66 | 284 | L3 | 1 | LB | US
CPYEN-10-0.3230 | CPYEN-10-0.3230 | 1-1/2" 360 Degree Nozzle Drill 0.3230 >HFC-227ea | 212.66 | 284 | L3 | 1 | LB | US
CPYEN-10-0.3281 | CPYEN-10-0.3281 | 1-1/2" 360 Degree Nozzle Drill 0.3281 >HFC-227ea | 212.66 | 284 | L3 | 1 | LB | US
CPYEN-10-0.3320 | CPYEN-10-0.3320 | 1-1/2" 360 Degree Nozzle Drill 0.3320 >HFC-227ea | 212.66 | 284 | L3 | 1 | LB | US
CPYEN-10-0.3390 | CPYEN-10-0.3390 | 1-1/2" 360 Degree Nozzle Drill 0.3390 >HFC-227ea | 212.66 | 284 | L3 | 1 | LB | US
CPYEN-10-0.3437 | CPYEN-10-0.3437 | 1-1/2" 360 Degree Nozzle Drill 0.3437 >HFC-227ea | 212.66 | 284 | L3 | 1 | LB | US
CPYEN-10-0.3480 | CPYEN-10-0.3480 | 1-1/2" 360 Degree Nozzle Drill 0.3480 >HFC-227ea | 212.66 | 284 | L3 | 1 | LB | US
CPYEN-10-0.3580 | CPYEN-10-0.3580 | 1-1/2" 360 Degree Nozzle Drill 0.3580 >HFC-227ea | 212.66 | 284 | L3 | 1 | LB | US
CPYEN-10-0.3594 | CPYEN-10-0.3594 | 1-1/2" 360 Degree Nozzle Drill 0.3594 >HFC-227ea | 212.66 | 284 | L3 | 1 | LB | US
CPYEN-10-0.3680 | CPYEN-10-0.3680 | 1-1/2" 360 Degree Nozzle Drill 0.3680 >HFC-227ea | 212.66 | 284 | L3 | 1 | LB | US
CPYEN-10-0.3750 | CPYEN-10-0.3750 | 1-1/2" 360 Degree Nozzle Drill 0.3750 >HFC-227ea | 212.66 | 284 | L3 | 1 | LB | US
CPYEN-10-0.3770 | CPYEN-10-0.3770 | 1-1/2" 360 Degree Nozzle Drill 0.3770 >HFC-227ea | 212.66 | 284 | L3 | 1 | LB | US
CPYEN-10-0.3860 | CPYEN-10-0.3860 | 1-1/2" 360 Degree Nozzle Drill 0.3860 >HFC-227ea | 212.66 | 284 | L3 | 1 | LB | US
CPYEN-10-0.3906 | CPYEN-10-0.3906 | 1-1/2" 360 Degree Nozzle Drill 0.3906 >HFC-227ea | 212.66 | 284 | L3 | 1 | LB | US
CPYEN-10-0.3970 | CPYEN-10-0.3970 | 1-1/2" 360 Degree Nozzle Drill 0.3970 >HFC-227ea | 212.66 | 284 | L3 | 1 | LB | US
CPYEN-10-0.4040 | CPYEN-10-0.4040 | 1-1/2" 360 Degree Nozzle Drill 0.4040 >HFC-227ea | 212.66 | 284 | L3 | 1 | LB | US
CPYEN-10-0.4062 | CPYEN-10-0.4062 | 1-1/2" 360 Degree Nozzle Drill 0.4062 >HFC-227ea | 212.66 | 284 | L3 | 1 | LB | US
CPYEN-10-0.4130 | CPYEN-10-0.4130 | 1-1/2" 360 Degree Nozzle Drill 0.4130 >HFC-227ea | 212.66 | 284 | L3 | 1 | LB | US
CPYEN-10-0.4219 | CPYEN-10-0.4219 | 1-1/2" 360 Degree Nozzle Drill 0.4219 >HFC-227ea | 212.66 | 284 | L3 | 1 | LB | US
CPYEN-10-0.4375 | CPYEN-10-0.4375 | 1-1/2" 360 Degree Nozzle Drill 0.4375 >HFC-227ea | 212.66 | 284 | L3 | 1 | LB | US
CPYEN-10-0.4531 | CPYEN-10-0.4531 | 1-1/2" 360 Degree Nozzle Drill 0.4531 >HFC-227ea | 212.66 | 284 | L3 | 1 | LB | US
CPYEN-10-0.4688 | CPYEN-10-0.4688 | 1-1/2" 360 Degree Nozzle Drill 0.4688 >HFC-227ea | 212.66 | 284 | L3 | 1 | LB | US
CPYEN-10-0.4844 | CPYEN-10-0.4844 | 1-1/2" 360 Degree Nozzle Drill 0.4844 >HFC-227ea | 212.66 | 284 | L3 | 1 | LB | US
CPYEN-10-0.5000 | CPYEN-10-0.5000 | 1-1/2" 360 Degree Nozzle Drill 0.5000 >HFC-227ea | 212.66 | 284 | L3 | 1 | LB | US
2" Sidewall Nozzle |  | Sidewall Nozzles
CPYEN-11-0.3281 | CPYEN-11-0.3281 | 2" 180 Degree Nozzle Drill 0.3281 >HFC-227ea | 214.68 | 286 | L3 | 1 | LB | US
CPYEN-11-0.3320 | CPYEN-11-0.3320 | 2" 180 Degree Nozzle Drill 0.3320 >HFC-227ea | 214.68 | 286 | L3 | 1 | LB | US
CPYEN-11-0.3390 | CPYEN-11-0.3390 | 2" 180 Degree Nozzle Drill 0.3390 >HFC-227ea | 214.68 | 286 | L3 | 1 | LB | US
CPYEN-11-0.3437 | CPYEN-11-0.3437 | 2" 180 Degree Nozzle Drill 0.3437 >HFC-227ea | 214.68 | 286 | L3 | 1 | LB | US
CPYEN-11-0.3480 | CPYEN-11-0.3480 | 2" 180 Degree Nozzle Drill 0.3480 >HFC-227ea | 214.68 | 286 | L3 | 1 | LB | US
CPYEN-11-0.3580 | CPYEN-11-0.3580 | 2" 180 Degree Nozzle Drill 0.3580 >HFC-227ea | 214.68 | 286 | L3 | 1 | LB | US
CPYEN-11-0.3594 | CPYEN-11-0.3594 | 2" 180 Degree Nozzle Drill 0.3594 >HFC-227ea | 214.68 | 286 | L3 | 1 | LB | US
CPYEN-11-0.3680 | CPYEN-11-0.3680 | 2" 180 Degree Nozzle Drill 0.3680 >HFC-227ea | 214.68 | 286 | L3 | 1 | LB | US
CPYEN-11-0.3750 | CPYEN-11-0.3750 | 2" 180 Degree Nozzle Drill 0.3750 >HFC-227ea | 214.68 | 286 | L3 | 1 | LB | US
CPYEN-11-0.3770 | CPYEN-11-0.3770 | 2" 180 Degree Nozzle Drill 0.3770 >HFC-227ea | 214.68 | 286 | L3 | 1 | LB | US
CPYEN-11-0.3860 | CPYEN-11-0.3860 | 2" 180 Degree Nozzle Drill 0.3860 >HFC-227ea | 214.68 | 286 | L3 | 1 | LB | US
CPYEN-11-0.3906 | CPYEN-11-0.3906 | 2" 180 Degree Nozzle Drill 0.3906 >HFC-227ea | 214.68 | 286 | L3 | 1 | LB | US
CPYEN-11-0.3970 | CPYEN-11-0.3970 | 2" 180 Degree Nozzle Drill 0.3970 >HFC-227ea | 214.68 | 286 | L3 | 1 | LB | US
CPYEN-11-0.4040 | CPYEN-11-0.4040 | 2" 180 Degree Nozzle Drill 0.4040 >HFC-227ea | 214.68 | 286 | L3 | 1 | LB | US
CPYEN-11-0.4062 | CPYEN-11-0.4062 | 2" 180 Degree Nozzle Drill 0.4062 >HFC-227ea | 214.68 | 286 | L3 | 1 | LB | US
CPYEN-11-0.4130 | CPYEN-11-0.4130 | 2" 180 Degree Nozzle Drill 0.4130 >HFC-227ea | 214.68 | 286 | L3 | 1 | LB | US
CPYEN-11-0.4219 | CPYEN-11-0.4219 | 2" 180 Degree Nozzle Drill 0.4219 >HFC-227ea | 214.68 | 286 | L3 | 1 | LB | US
CPYEN-11-0.4375 | CPYEN-11-0.4375 | 2" 180 Degree Nozzle Drill 0.4375 >HFC-227ea | 214.68 | 286 | L3 | 1 | LB | US
CPYEN-11-0.4531 | CPYEN-11-0.4531 | 2" 180 Degree Nozzle Drill 0.4531 >HFC-227ea | 214.68 | 286 | L3 | 1 | LB | US
CPYEN-11-0.4688 | CPYEN-11-0.4688 | 2" 180 Degree Nozzle Drill 0.4688 >HFC-227ea | 214.68 | 286 | L3 | 1 | LB | US
CPYEN-11-0.4844 | CPYEN-11-0.4844 | 2" 180 Degree Nozzle Drill 0.4844 >HFC-227ea | 214.68 | 286 | L3 | 1 | LB | US
CPYEN-11-0.5000 | CPYEN-11-0.5000 | 2" 180 Degree Nozzle Drill 0.5000 >HFC-227ea | 214.68 | 286 | L3 | 1 | LB | US
CPYEN-11-0.5156 | CPYEN-11-0.5156 | 2" 180 Degree Nozzle Drill 0.5156 >HFC-227ea | 214.68 | 286 | L3 | 1 | LB | US
CPYEN-11-0.5313 | CPYEN-11-0.5313 | 2" 180 Degree Nozzle Drill 0.5313 >HFC-227ea | 214.68 | 286 | L3 | 1 | LB | US
CPYEN-11-0.5469 | CPYEN-11-0.5469 | 2" 180 Degree Nozzle Drill 0.5469 >HFC-227ea | 214.68 | 286 | L3 | 1 | LB | US
CPYEN-11-0.5625 | CPYEN-11-0.5625 | 2" 180 Degree Nozzle Drill 0.5625 >HFC-227ea | 214.68 | 286 | L3 | 1 | LB | US
CPYEN-11-0.5781 | CPYEN-11-0.5781 | 2" 180 Degree Nozzle Drill 0.5781 >HFC-227ea | 214.68 | 286 | L3 | 1 | LB | US
CPYEN-11-0.5938 | CPYEN-11-0.5938 | 2" 180 Degree Nozzle Drill 0.5938 >HFC-227ea | 214.68 | 286 | L3 | 1 | LB | US
CPYEN-11-0.6094 | CPYEN-11-0.6094 | 2" 180 Degree Nozzle Drill 0.6094 >HFC-227ea | 214.68 | 286 | L3 | 1 | LB | US
CPYEN-11-0.6250 | CPYEN-11-0.6250 | 2" 180 Degree Nozzle Drill 0.6250 >HFC-227ea | 214.68 | 286 | L3 | 1 | LB | US
CPYEN-11-0.6406 | CPYEN-11-0.6406 | 2" 180 Degree Nozzle Drill 0.6406 >HFC-227ea | 214.68 | 286 | L3 | 1 | LB | US
CPYEN-11-0.6563 | CPYEN-11-0.6563 | 2" 180 Degree Nozzle Drill 0.6563 >HFC-227ea | 214.68 | 286 | L3 | 1 | LB | US
2" Central Nozzle |  | Central Nozzles
CPYEN-12-0.3281 | CPYEN-12-0.3281 | 2" 360 Degree Nozzle Drill 0.3281 >HFC-227ea | 214.68 | 286 | L3 | 1 | LB | US
CPYEN-12-0.3320 | CPYEN-12-0.3320 | 2" 360 Degree Nozzle Drill 0.3320 >HFC-227ea | 214.68 | 286 | L3 | 1 | LB | US
CPYEN-12-0.3390 | CPYEN-12-0.3390 | 2" 360 Degree Nozzle Drill 0.3390 >HFC-227ea | 214.68 | 286 | L3 | 1 | LB | US
CPYEN-12-0.3437 | CPYEN-12-0.3437 | 2" 360 Degree Nozzle Drill 0.3437 >HFC-227ea | 214.68 | 286 | L3 | 1 | LB | US
CPYEN-12-0.3480 | CPYEN-12-0.3480 | 2" 360 Degree Nozzle Drill 0.3480 >HFC-227ea | 214.68 | 286 | L3 | 1 | LB | US
CPYEN-12-0.3580 | CPYEN-12-0.3580 | 2" 360 Degree Nozzle Drill 0.3580 >HFC-227ea | 214.68 | 286 | L3 | 1 | LB | US
CPYEN-12-0.3594 | CPYEN-12-0.3594 | 2" 360 Degree Nozzle Drill 0.3594 >HFC-227ea | 214.68 | 286 | L3 | 1 | LB | US
CPYEN-12-0.3680 | CPYEN-12-0.3680 | 2" 360 Degree Nozzle Drill 0.3680 >HFC-227ea | 214.68 | 286 | L3 | 1 | LB | US
CPYEN-12-0.3750 | CPYEN-12-0.3750 | 2" 360 Degree Nozzle Drill 0.3750 >HFC-227ea | 214.68 | 286 | L3 | 1 | LB | US
CPYEN-12-0.3770 | CPYEN-12-0.3770 | 2" 360 Degree Nozzle Drill 0.3770 >HFC-227ea | 214.68 | 286 | L3 | 1 | LB | US
CPYEN-12-0.3860 | CPYEN-12-0.3860 | 2" 360 Degree Nozzle Drill 0.3860 >HFC-227ea | 214.68 | 286 | L3 | 1 | LB | US
CPYEN-12-0.3906 | CPYEN-12-0.3906 | 2" 360 Degree Nozzle Drill 0.3906 >HFC-227ea | 214.68 | 286 | L3 | 1 | LB | US
CPYEN-12-0.3970 | CPYEN-12-0.3970 | 2" 360 Degree Nozzle Drill 0.3970 >HFC-227ea | 214.68 | 286 | L3 | 1 | LB | US
CPYEN-12-0.4040 | CPYEN-12-0.4040 | 2" 360 Degree Nozzle Drill 0.4040 >HFC-227ea | 214.68 | 286 | L3 | 1 | LB | US
CPYEN-12-0.4062 | CPYEN-12-0.4062 | 2" 360 Degree Nozzle Drill 0.4062 >HFC-227ea | 214.68 | 286 | L3 | 1 | LB | US
CPYEN-12-0.4130 | CPYEN-12-0.4130 | 2" 360 Degree Nozzle Drill 0.4130 >HFC-227ea | 214.68 | 286 | L3 | 1 | LB | US
CPYEN-12-0.4219 | CPYEN-12-0.4219 | 2" 360 Degree Nozzle Drill 0.4219 >HFC-227ea | 214.68 | 286 | L3 | 1 | LB | US
CPYEN-12-0.4375 | CPYEN-12-0.4375 | 2" 360 Degree Nozzle Drill 0.4375 >HFC-227ea | 214.68 | 286 | L3 | 1 | LB | US
CPYEN-12-0.4531 | CPYEN-12-0.4531 | 2" 360 Degree Nozzle Drill 0.4531 >HFC-227ea | 214.68 | 286 | L3 | 1 | LB | US
CPYEN-12-0.4688 | CPYEN-12-0.4688 | 2" 360 Degree Nozzle Drill 0.4688 >HFC-227ea | 214.68 | 286 | L3 | 1 | LB | US
CPYEN-12-0.4844 | CPYEN-12-0.4844 | 2" 360 Degree Nozzle Drill 0.4844 >HFC-227ea | 214.68 | 286 | L3 | 1 | LB | US
CPYEN-12-0.5000 | CPYEN-12-0.5000 | 2" 360 Degree Nozzle Drill 0.5000 >HFC-227ea | 214.68 | 286 | L3 | 1 | LB | US
CPYEN-12-0.5156 | CPYEN-12-0.5156 | 2" 360 Degree Nozzle Drill 0.5156 >HFC-227ea | 214.68 | 286 | L3 | 1 | LB | US
CPYEN-12-0.5313 | CPYEN-12-0.5313 | 2" 360 Degree Nozzle Drill 0.5313 >HFC-227ea | 214.68 | 286 | L3 | 1 | LB | US
CPYEN-12-0.5469 | CPYEN-12-0.5469 | 2" 360 Degree Nozzle Drill 0.5469 >HFC-227ea | 214.68 | 286 | L3 | 1 | LB | US
CPYEN-12-0.5625 | CPYEN-12-0.5625 | 2" 360 Degree Nozzle Drill 0.5625 >HFC-227ea | 214.68 | 286 | L3 | 1 | LB | US
CPYEN-12-0.5781 | CPYEN-12-0.5781 | 2" 360 Degree Nozzle Drill 0.5781 >HFC-227ea | 214.68 | 286 | L3 | 1 | LB | US
CPYEN-12-0.5938 | CPYEN-12-0.5938 | 2" 360 Degree Nozzle Drill 0.5938 >HFC-227ea | 214.68 | 286 | L3 | 1 | LB | US
CPYEN-12-0.6094 | CPYEN-12-0.6094 | 2" 360 Degree Nozzle Drill 0.6094 >HFC-227ea | 214.68 | 286 | L3 | 1 | LB | US
CPYEN-12-0.6250 | CPYEN-12-0.6250 | 2" 360 Degree Nozzle Drill 0.6250 >HFC-227ea | 214.68 | 286 | L3 | 1 | LB | US
CPYEN-12-0.6406 | CPYEN-12-0.6406 | 2" 360 Degree Nozzle Drill 0.6406 >HFC-227ea | 214.68 | 286 | L3 | 1 | LB | US
CPYEN-12-0.6563 | CPYEN-12-0.6563 | 2" 360 Degree Nozzle Drill 0.6563 >HFC-227ea | 214.68 | 286 | L3 | 1 | LB | US
SINORIX 1230 -------------------------------------------------------------------------------------------------------------------------------------------------------------------------
SINORIX TANK ASSEMBLIES ARE CUSTOM BUILT TO ORDER, AND THEREFORE CAN NOT BE RETURNED
SINORIX NOZZLES ARE CUSTOM BUILT TO ORDER, AND THEREFORE CAN NOT BE RETURNED
CONFIGURED CYLINDER ASSEMBLIES (INCLUDE MOUNTING STRAPS, LOW PRESSURE SWITCH, TOP PLUG ADAPTER + LIQUID LEVEL INDICATOR ON TANKS OVER 150lbs)
CPY 35 |  | 35lb Systems
CPY-35-00-2-0016 | CPY-35-00-2-0016 | 35 Cyl, no Solenoid, NOVEC 1230, 16lb | 4370.03 | 5827 | L3 | 16 | LB | US
CPY-35-00-2-0017 | CPY-35-00-2-0017 | 35 Cyl, no Solenoid, NOVEC 1230, 17lb | 4418.65 | 5892 | L3 | 17 | LB | US
CPY-35-00-2-0018 | CPY-35-00-2-0018 | 35 Cyl, no Solenoid, NOVEC 1230, 18lb | 4467.26 | 5956 | L3 | 18 | LB | US
CPY-35-00-2-0019 | CPY-35-00-2-0019 | 35 Cyl, no Solenoid, NOVEC 1230, 19lb | 4515.88 | 6021 | L3 | 19 | LB | US
CPY-35-00-2-0020 | CPY-35-00-2-0020 | 35 Cyl, no Solenoid, NOVEC 1230, 20lb | 4564.5 | 6086 | L3 | 20 | LB | US
CPY-35-00-2-0021 | CPY-35-00-2-0021 | 35 Cyl, no Solenoid, NOVEC 1230, 21lb | 4613.1 | 6151 | L3 | 21 | LB | US
CPY-35-00-2-0022 | CPY-35-00-2-0022 | 35 Cyl, no Solenoid, NOVEC 1230, 22lb | 4661.71 | 6216 | L3 | 22 | LB | US
CPY-35-00-2-0023 | CPY-35-00-2-0023 | 35 Cyl, no Solenoid, NOVEC 1230, 23lb | 4710.33 | 6280 | L3 | 23 | LB | US
CPY-35-00-2-0024 | CPY-35-00-2-0024 | 35 Cyl, no Solenoid, NOVEC 1230, 24lb | 4758.94 | 6345 | L3 | 24 | LB | US
CPY-35-00-2-0025 | CPY-35-00-2-0025 | 35 Cyl, no Solenoid, NOVEC 1230, 25lb | 4807.56 | 6410 | L3 | 25 | LB | US
CPY-35-00-2-0026 | CPY-35-00-2-0026 | 35 Cyl, no Solenoid, NOVEC 1230, 26lb | 4856.17 | 6475 | L3 | 26 | LB | US
CPY-35-00-2-0027 | CPY-35-00-2-0027 | 35 Cyl, no Solenoid, NOVEC 1230, 27lb | 4904.78 | 6540 | L3 | 27 | LB | US
CPY-35-00-2-0028 | CPY-35-00-2-0028 | 35 Cyl, no Solenoid, NOVEC 1230, 28lb | 4953.4 | 6605 | L3 | 28 | LB | US
CPY-35-00-2-0029 | CPY-35-00-2-0029 | 35 Cyl, no Solenoid, NOVEC 1230, 29lb | 5002 | 6669 | L3 | 29 | LB | US
CPY-35-00-2-0030 | CPY-35-00-2-0030 | 35 Cyl, no Solenoid, NOVEC 1230, 30lb | 5050.61 | 6734 | L3 | 30 | LB | US
CPY-35-00-2-0031 | CPY-35-00-2-0031 | 35 Cyl, no Solenoid, NOVEC 1230, 31lb | 5099.22 | 6799 | L3 | 31 | LB | US
CPY-35-00-2-0032 | CPY-35-00-2-0032 | 35 Cyl, no Solenoid, NOVEC 1230, 32lb | 5147.84 | 6864 | L3 | 32 | LB | US
CPY-35-00-2-0033 | CPY-35-00-2-0033 | 35 Cyl, no Solenoid, NOVEC 1230, 33lb | 5196.45 | 6929 | L3 | 33 | LB | US
CPY-35-00-2-0034 | CPY-35-00-2-0034 | 35 Cyl, no Solenoid, NOVEC 1230, 34lb | 5245.07 | 6993 | L3 | 34 | LB | US
CPY-35-00-2-0035 | CPY-35-00-2-0035 | 35 Cyl, no Solenoid, NOVEC 1230, 35lb | 5293.69 | 7058 | L3 | 35 | LB | US
CPY-70 |  | 70lb Systems
CPY-70-00-2-0031 | CPY-70-00-2-0031 | 70 Cyl, no Solenoid, NOVEC 1230, 31lb | 5277.41 | 7037 | L3 | 31 | LB | US
CPY-70-00-2-0032 | CPY-70-00-2-0032 | 70 Cyl, no Solenoid, NOVEC 1230, 32lb | 5326.03 | 7101 | L3 | 32 | LB | US
CPY-70-00-2-0033 | CPY-70-00-2-0033 | 70 Cyl, no Solenoid, NOVEC 1230, 33lb | 5374.64 | 7166 | L3 | 33 | LB | US
CPY-70-00-2-0034 | CPY-70-00-2-0034 | 70 Cyl, no Solenoid, NOVEC 1230, 34lb | 5423.26 | 7231 | L3 | 34 | LB | US
CPY-70-00-2-0035 | CPY-70-00-2-0035 | 70 Cyl, no Solenoid, NOVEC 1230, 35lb | 5471.88 | 7296 | L3 | 35 | LB | US
CPY-70-00-2-0036 | CPY-70-00-2-0036 | 70 Cyl, no Solenoid, NOVEC 1230, 36lb | 5520.47 | 7361 | L3 | 36 | LB | US
CPY-70-00-2-0037 | CPY-70-00-2-0037 | 70 Cyl, no Solenoid, NOVEC 1230, 37lb | 5569.09 | 7425 | L3 | 37 | LB | US
CPY-70-00-2-0038 | CPY-70-00-2-0038 | 70 Cyl, no Solenoid, NOVEC 1230, 38lb | 5617.7 | 7490 | L3 | 38 | LB | US
CPY-70-00-2-0039 | CPY-70-00-2-0039 | 70 Cyl, no Solenoid, NOVEC 1230, 39lb | 5666.32 | 7555 | L3 | 39 | LB | US
CPY-70-00-2-0040 | CPY-70-00-2-0040 | 70 Cyl, no Solenoid, NOVEC 1230, 40lb | 5714.94 | 7620 | L3 | 40 | LB | US
CPY-70-00-2-0041 | CPY-70-00-2-0041 | 70 Cyl, no Solenoid, NOVEC 1230, 41lb | 5763.53 | 7685 | L3 | 41 | LB | US
CPY-70-00-2-0042 | CPY-70-00-2-0042 | 70 Cyl, no Solenoid, NOVEC 1230, 42lb | 5812.15 | 7750 | L3 | 42 | LB | US
CPY-70-00-2-0043 | CPY-70-00-2-0043 | 70 Cyl, no Solenoid, NOVEC 1230, 43lb | 5860.76 | 7814 | L3 | 43 | LB | US
CPY-70-00-2-0044 | CPY-70-00-2-0044 | 70 Cyl, no Solenoid, NOVEC 1230, 44lb | 5909.37 | 7879 | L3 | 44 | LB | US
CPY-70-00-2-0045 | CPY-70-00-2-0045 | 70 Cyl, no Solenoid, NOVEC 1230, 45lb | 5957.98 | 7944 | L3 | 45 | LB | US
CPY-70-00-2-0046 | CPY-70-00-2-0046 | 70 Cyl, no Solenoid, NOVEC 1230, 46lb | 6006.6 | 8009 | L3 | 46 | LB | US
CPY-70-00-2-0047 | CPY-70-00-2-0047 | 70 Cyl, no Solenoid, NOVEC 1230, 47lb | 6055.21 | 8074 | L3 | 47 | LB | US
CPY-70-00-2-0048 | CPY-70-00-2-0048 | 70 Cyl, no Solenoid, NOVEC 1230, 48lb | 6103.83 | 8138 | L3 | 48 | LB | US
CPY-70-00-2-0049 | CPY-70-00-2-0049 | 70 Cyl, no Solenoid, NOVEC 1230, 49lb | 6152.45 | 8203 | L3 | 49 | LB | US
CPY-70-00-2-0050 | CPY-70-00-2-0050 | 70 Cyl, no Solenoid, NOVEC 1230, 50lb | 6201.04 | 8268 | L3 | 50 | LB | US
CPY-70-00-2-0051 | CPY-70-00-2-0051 | 70 Cyl, no Solenoid, NOVEC 1230, 51lb | 6249.66 | 8333 | L3 | 51 | LB | US
CPY-70-00-2-0052 | CPY-70-00-2-0052 | 70 Cyl, no Solenoid, NOVEC 1230, 52lb | 6298.28 | 8398 | L3 | 52 | LB | US
CPY-70-00-2-0053 | CPY-70-00-2-0053 | 70 Cyl, no Solenoid, NOVEC 1230, 53lb | 6346.89 | 8463 | L3 | 53 | LB | US
CPY-70-00-2-0054 | CPY-70-00-2-0054 | 70 Cyl, no Solenoid, NOVEC 1230, 54lb | 6395.51 | 8527 | L3 | 54 | LB | US
CPY-70-00-2-0055 | CPY-70-00-2-0055 | 70 Cyl, no Solenoid, NOVEC 1230, 55lb | 6444.13 | 8592 | L3 | 55 | LB | US
CPY-70-00-2-0056 | CPY-70-00-2-0056 | 70 Cyl, no Solenoid, NOVEC 1230, 56lb | 6492.73 | 8657 | L3 | 56 | LB | US
CPY-70-00-2-0057 | CPY-70-00-2-0057 | 70 Cyl, no Solenoid, NOVEC 1230, 57lb | 6541.34 | 8722 | L3 | 57 | LB | US
CPY-70-00-2-0058 | CPY-70-00-2-0058 | 70 Cyl, no Solenoid, NOVEC 1230, 58lb | 6589.96 | 8787 | L3 | 58 | LB | US
CPY-70-00-2-0059 | CPY-70-00-2-0059 | 70 Cyl, no Solenoid, NOVEC 1230, 59lb | 6638.57 | 8851 | L3 | 59 | LB | US
CPY-70-00-2-0060 | CPY-70-00-2-0060 | 70 Cyl, no Solenoid, NOVEC 1230, 60lb | 6687.19 | 8916 | L3 | 60 | LB | US
CPY-70-00-2-0061 | CPY-70-00-2-0061 | 70 Cyl, no Solenoid, NOVEC 1230, 61lb | 6735.79 | 8981 | L3 | 61 | LB | US
CPY-70-00-2-0062 | CPY-70-00-2-0062 | 70 Cyl, no Solenoid, NOVEC 1230, 62lb | 6784.41 | 9046 | L3 | 62 | LB | US
CPY-70-00-2-0063 | CPY-70-00-2-0063 | 70 Cyl, no Solenoid, NOVEC 1230, 63lb | 6833.03 | 9111 | L3 | 63 | LB | US
CPY-70-00-2-0064 | CPY-70-00-2-0064 | 70 Cyl, no Solenoid, NOVEC 1230, 64lb | 6881.63 | 9176 | L3 | 64 | LB | US
CPY-70-00-2-0065 | CPY-70-00-2-0065 | 70 Cyl, no Solenoid, NOVEC 1230, 65lb | 6930.24 | 9240 | L3 | 65 | LB | US
CPY-70-00-2-0066 | CPY-70-00-2-0066 | 70 Cyl, no Solenoid, NOVEC 1230, 66lb | 6978.86 | 9305 | L3 | 66 | LB | US
CPY-70-00-2-0067 | CPY-70-00-2-0067 | 70 Cyl, no Solenoid, NOVEC 1230, 67lb | 7027.47 | 9370 | L3 | 67 | LB | US
CPY-70-00-2-0068 | CPY-70-00-2-0068 | 70 Cyl, no Solenoid, NOVEC 1230, 68lb | 7076.09 | 9435 | L3 | 68 | LB | US
CPY-70-00-2-0069 | CPY-70-00-2-0069 | 70 Cyl, no Solenoid, NOVEC 1230, 69lb | 7124.71 | 9500 | L3 | 69 | LB | US
CPY-70-00-2-0070 | CPY-70-00-2-0070 | 70 Cyl, no Solenoid, NOVEC 1230, 70lb | 7173.32 | 9564 | L3 | 70 | LB | US
CPY-150 |  | 150lb Systems
CPY-150-00-2-0066 | CPY-150-00-2-0066 | 150 Cyl, no Solenoid, NOVEC 1230, 66lb | 8982.21 | 11976 | L3 | 66 | LB | US
CPY-150-00-2-0067 | CPY-150-00-2-0067 | 150 Cyl, no Solenoid, NOVEC 1230, 67lb | 9030.82 | 12041 | L3 | 67 | LB | US
CPY-150-00-2-0068 | CPY-150-00-2-0068 | 150 Cyl, no Solenoid, NOVEC 1230, 68lb | 9079.44 | 12106 | L3 | 68 | LB | US
CPY-150-00-2-0069 | CPY-150-00-2-0069 | 150 Cyl, no Solenoid, NOVEC 1230, 69lb | 9128.06 | 12171 | L3 | 69 | LB | US
CPY-150-00-2-0070 | CPY-150-00-2-0070 | 150 Cyl, no Solenoid, NOVEC 1230, 70lb | 9176.65 | 12236 | L3 | 70 | LB | US
CPY-150-00-2-0071 | CPY-150-00-2-0071 | 150 Cyl, no Solenoid, NOVEC 1230, 71lb | 9225.27 | 12300 | L3 | 71 | LB | US
CPY-150-00-2-0072 | CPY-150-00-2-0072 | 150 Cyl, no Solenoid, NOVEC 1230, 72lb | 9273.89 | 12365 | L3 | 72 | LB | US
CPY-150-00-2-0073 | CPY-150-00-2-0073 | 150 Cyl, no Solenoid, NOVEC 1230, 73lb | 9322.5 | 12430 | L3 | 73 | LB | US
CPY-150-00-2-0074 | CPY-150-00-2-0074 | 150 Cyl, no Solenoid, NOVEC 1230, 74lb | 9371.12 | 12495 | L3 | 74 | LB | US
CPY-150-00-2-0075 | CPY-150-00-2-0075 | 150 Cyl, no Solenoid, NOVEC 1230, 75lb | 9419.73 | 12560 | L3 | 75 | LB | US
CPY-150-00-2-0076 | CPY-150-00-2-0076 | 150 Cyl, no Solenoid, NOVEC 1230, 76lb | 9468.34 | 12624 | L3 | 76 | LB | US
CPY-150-00-2-0077 | CPY-150-00-2-0077 | 150 Cyl, no Solenoid, NOVEC 1230, 77lb | 9516.95 | 12689 | L3 | 77 | LB | US
CPY-150-00-2-0078 | CPY-150-00-2-0078 | 150 Cyl, no Solenoid, NOVEC 1230, 78lb | 9565.57 | 12754 | L3 | 78 | LB | US
CPY-150-00-2-0079 | CPY-150-00-2-0079 | 150 Cyl, no Solenoid, NOVEC 1230, 79lb | 9614.18 | 12819 | L3 | 79 | LB | US
CPY-150-00-2-0080 | CPY-150-00-2-0080 | 150 Cyl, no Solenoid, NOVEC 1230, 80lb | 9662.79 | 12884 | L3 | 80 | LB | US
CPY-150-00-2-0081 | CPY-150-00-2-0081 | 150 Cyl, no Solenoid, NOVEC 1230, 81lb | 9711.41 | 12949 | L3 | 81 | LB | US
CPY-150-00-2-0082 | CPY-150-00-2-0082 | 150 Cyl, no Solenoid, NOVEC 1230, 82lb | 9760.02 | 13013 | L3 | 82 | LB | US
CPY-150-00-2-0083 | CPY-150-00-2-0083 | 150 Cyl, no Solenoid, NOVEC 1230, 83lb | 9808.64 | 13078 | L3 | 83 | LB | US
CPY-150-00-2-0084 | CPY-150-00-2-0084 | 150 Cyl, no Solenoid, NOVEC 1230, 84lb | 9857.24 | 13143 | L3 | 84 | LB | US
CPY-150-00-2-0085 | CPY-150-00-2-0085 | 150 Cyl, no Solenoid, NOVEC 1230, 85lb | 9905.84 | 13208 | L3 | 85 | LB | US
CPY-150-00-2-0086 | CPY-150-00-2-0086 | 150 Cyl, no Solenoid, NOVEC 1230, 86lb | 9954.46 | 13273 | L3 | 86 | LB | US
CPY-150-00-2-0087 | CPY-150-00-2-0087 | 150 Cyl, no Solenoid, NOVEC 1230, 87lb | 10003.08 | 13337 | L3 | 87 | LB | US
CPY-150-00-2-0088 | CPY-150-00-2-0088 | 150 Cyl, no Solenoid, NOVEC 1230, 88lb | 10051.69 | 13402 | L3 | 88 | LB | US
CPY-150-00-2-0089 | CPY-150-00-2-0089 | 150 Cyl, no Solenoid, NOVEC 1230, 89lb | 10100.31 | 13467 | L3 | 89 | LB | US
CPY-150-00-2-0090 | CPY-150-00-2-0090 | 150 Cyl, no Solenoid, NOVEC 1230, 90lb | 10148.91 | 13532 | L3 | 90 | LB | US
CPY-150-00-2-0091 | CPY-150-00-2-0091 | 150 Cyl, no Solenoid, NOVEC 1230, 91lb | 10197.52 | 13597 | L3 | 91 | LB | US
CPY-150-00-2-0092 | CPY-150-00-2-0092 | 150 Cyl, no Solenoid, NOVEC 1230, 92lb | 10246.14 | 13662 | L3 | 92 | LB | US
CPY-150-00-2-0093 | CPY-150-00-2-0093 | 150 Cyl, no Solenoid, NOVEC 1230, 93lb | 10294.75 | 13726 | L3 | 93 | LB | US
CPY-150-00-2-0094 | CPY-150-00-2-0094 | 150 Cyl, no Solenoid, NOVEC 1230, 94lb | 10343.37 | 13791 | L3 | 94 | LB | US
CPY-150-00-2-0095 | CPY-150-00-2-0095 | 150 Cyl, no Solenoid, NOVEC 1230, 95lb | 10391.98 | 13856 | L3 | 95 | LB | US
CPY-150-00-2-0096 | CPY-150-00-2-0096 | 150 Cyl, no Solenoid, NOVEC 1230, 96lb | 10440.59 | 13921 | L3 | 96 | LB | US
CPY-150-00-2-0097 | CPY-150-00-2-0097 | 150 Cyl, no Solenoid, NOVEC 1230, 97lb | 10489.21 | 13986 | L3 | 97 | LB | US
CPY-150-00-2-0098 | CPY-150-00-2-0098 | 150 Cyl, no Solenoid, NOVEC 1230, 98lb | 10537.82 | 14050 | L3 | 98 | LB | US
CPY-150-00-2-0099 | CPY-150-00-2-0099 | 150 Cyl, no Solenoid, NOVEC 1230, 99lb | 10586.43 | 14115 | L3 | 99 | LB | US
CPY-150-00-2-0100 | CPY-150-00-2-0100 | 150 Cyl, no Solenoid, NOVEC 1230, 100lb | 10635.04 | 14180 | L3 | 100 | LB | US
CPY-150-00-2-0101 | CPY-150-00-2-0101 | 150 Cyl, no Solenoid, NOVEC 1230, 101lb | 10683.66 | 14245 | L3 | 101 | LB | US
CPY-150-00-2-0102 | CPY-150-00-2-0102 | 150 Cyl, no Solenoid, NOVEC 1230, 102lb | 10732.27 | 14310 | L3 | 102 | LB | US
CPY-150-00-2-0103 | CPY-150-00-2-0103 | 150 Cyl, no Solenoid, NOVEC 1230, 103lb | 10780.89 | 14375 | L3 | 103 | LB | US
CPY-150-00-2-0104 | CPY-150-00-2-0104 | 150 Cyl, no Solenoid, NOVEC 1230, 104lb | 10829.51 | 14439 | L3 | 104 | LB | US
CPY-150-00-2-0105 | CPY-150-00-2-0105 | 150 Cyl, no Solenoid, NOVEC 1230, 105lb | 10878.1 | 14504 | L3 | 105 | LB | US
CPY-150-00-2-0106 | CPY-150-00-2-0106 | 150 Cyl, no Solenoid, NOVEC 1230, 106lb | 10926.72 | 14569 | L3 | 106 | LB | US
CPY-150-00-2-0107 | CPY-150-00-2-0107 | 150 Cyl, no Solenoid, NOVEC 1230, 107lb | 10975.34 | 14634 | L3 | 107 | LB | US
CPY-150-00-2-0108 | CPY-150-00-2-0108 | 150 Cyl, no Solenoid, NOVEC 1230, 108lb | 11023.95 | 14699 | L3 | 108 | LB | US
CPY-150-00-2-0109 | CPY-150-00-2-0109 | 150 Cyl, no Solenoid, NOVEC 1230, 109lb | 11072.57 | 14763 | L3 | 109 | LB | US
CPY-150-00-2-0110 | CPY-150-00-2-0110 | 150 Cyl, no Solenoid, NOVEC 1230, 110lb | 11121.18 | 14828 | L3 | 110 | LB | US
CPY-150-00-2-0111 | CPY-150-00-2-0111 | 150 Cyl, no Solenoid, NOVEC 1230, 111lb | 11169.79 | 14893 | L3 | 111 | LB | US
CPY-150-00-2-0112 | CPY-150-00-2-0112 | 150 Cyl, no Solenoid, NOVEC 1230, 112lb | 11218.4 | 14958 | L3 | 112 | LB | US
CPY-150-00-2-0113 | CPY-150-00-2-0113 | 150 Cyl, no Solenoid, NOVEC 1230, 113lb | 11267.01 | 15023 | L3 | 113 | LB | US
CPY-150-00-2-0114 | CPY-150-00-2-0114 | 150 Cyl, no Solenoid, NOVEC 1230, 114lb | 11315.63 | 15088 | L3 | 114 | LB | US
CPY-150-00-2-0115 | CPY-150-00-2-0115 | 150 Cyl, no Solenoid, NOVEC 1230, 115lb | 11364.24 | 15152 | L3 | 115 | LB | US
CPY-150-00-2-0116 | CPY-150-00-2-0116 | 150 Cyl, no Solenoid, NOVEC 1230, 116lb | 11412.85 | 15217 | L3 | 116 | LB | US
CPY-150-00-2-0117 | CPY-150-00-2-0117 | 150 Cyl, no Solenoid, NOVEC 1230, 117lb | 11461.47 | 15282 | L3 | 117 | LB | US
CPY-150-00-2-0118 | CPY-150-00-2-0118 | 150 Cyl, no Solenoid, NOVEC 1230, 118lb | 11510.09 | 15347 | L3 | 118 | LB | US
CPY-150-00-2-0119 | CPY-150-00-2-0119 | 150 Cyl, no Solenoid, NOVEC 1230, 119lb | 11558.68 | 15412 | L3 | 119 | LB | US
CPY-150-00-2-0120 | CPY-150-00-2-0120 | 150 Cyl, no Solenoid, NOVEC 1230, 120lb | 11607.29 | 15476 | L3 | 120 | LB | US
CPY-150-00-2-0121 | CPY-150-00-2-0121 | 150 Cyl, no Solenoid, NOVEC 1230, 121lb | 11655.91 | 15541 | L3 | 121 | LB | US
CPY-150-00-2-0122 | CPY-150-00-2-0122 | 150 Cyl, no Solenoid, NOVEC 1230, 122lb | 11704.52 | 15606 | L3 | 122 | LB | US
CPY-150-00-2-0123 | CPY-150-00-2-0123 | 150 Cyl, no Solenoid, NOVEC 1230, 123lb | 11753.14 | 15671 | L3 | 123 | LB | US
CPY-150-00-2-0124 | CPY-150-00-2-0124 | 150 Cyl, no Solenoid, NOVEC 1230, 124lb | 11801.76 | 15736 | L3 | 124 | LB | US
CPY-150-00-2-0125 | CPY-150-00-2-0125 | 150 Cyl, no Solenoid, NOVEC 1230, 125lb | 11850.36 | 15800 | L3 | 125 | LB | US
CPY-150-00-2-0126 | CPY-150-00-2-0126 | 150 Cyl, no Solenoid, NOVEC 1230, 126lb | 11898.97 | 15865 | L3 | 126 | LB | US
CPY-150-00-2-0127 | CPY-150-00-2-0127 | 150 Cyl, no Solenoid, NOVEC 1230, 127lb | 11947.59 | 15930 | L3 | 127 | LB | US
CPY-150-00-2-0128 | CPY-150-00-2-0128 | 150 Cyl, no Solenoid, NOVEC 1230, 128lb | 11996.2 | 15995 | L3 | 128 | LB | US
CPY-150-00-2-0129 | CPY-150-00-2-0129 | 150 Cyl, no Solenoid, NOVEC 1230, 129lb | 12044.82 | 16060 | L3 | 129 | LB | US
CPY-150-00-2-0130 | CPY-150-00-2-0130 | 150 Cyl, no Solenoid, NOVEC 1230, 130lb | 12093.43 | 16125 | L3 | 130 | LB | US
CPY-150-00-2-0131 | CPY-150-00-2-0131 | 150 Cyl, no Solenoid, NOVEC 1230, 131lb | 12142.04 | 16189 | L3 | 131 | LB | US
CPY-150-00-2-0132 | CPY-150-00-2-0132 | 150 Cyl, no Solenoid, NOVEC 1230, 132lb | 12190.66 | 16254 | L3 | 132 | LB | US
CPY-150-00-2-0133 | CPY-150-00-2-0133 | 150 Cyl, no Solenoid, NOVEC 1230, 133lb | 12239.27 | 16319 | L3 | 133 | LB | US
CPY-150-00-2-0134 | CPY-150-00-2-0134 | 150 Cyl, no Solenoid, NOVEC 1230, 134lb | 12287.88 | 16384 | L3 | 134 | LB | US
CPY-150-00-2-0135 | CPY-150-00-2-0135 | 150 Cyl, no Solenoid, NOVEC 1230, 135lb | 12336.49 | 16449 | L3 | 135 | LB | US
CPY-150-00-2-0136 | CPY-150-00-2-0136 | 150 Cyl, no Solenoid, NOVEC 1230, 136lb | 12385.11 | 16513 | L3 | 136 | LB | US
CPY-150-00-2-0137 | CPY-150-00-2-0137 | 150 Cyl, no Solenoid, NOVEC 1230, 137lb | 12433.72 | 16578 | L3 | 137 | LB | US
CPY-150-00-2-0138 | CPY-150-00-2-0138 | 150 Cyl, no Solenoid, NOVEC 1230, 138lb | 12482.34 | 16643 | L3 | 138 | LB | US
CPY-150-00-2-0139 | CPY-150-00-2-0139 | 150 Cyl, no Solenoid, NOVEC 1230, 139lb | 12530.95 | 16708 | L3 | 139 | LB | US
CPY-150-00-2-0140 | CPY-150-00-2-0140 | 150 Cyl, no Solenoid, NOVEC 1230, 140lb | 12579.55 | 16773 | L3 | 140 | LB | US
CPY-150-00-2-0141 | CPY-150-00-2-0141 | 150 Cyl, no Solenoid, NOVEC 1230, 141lb | 12628.17 | 16838 | L3 | 141 | LB | US
CPY-150-00-2-0142 | CPY-150-00-2-0142 | 150 Cyl, no Solenoid, NOVEC 1230, 142lb | 12676.78 | 16902 | L3 | 142 | LB | US
CPY-150-00-2-0143 | CPY-150-00-2-0143 | 150 Cyl, no Solenoid, NOVEC 1230, 143lb | 12725.4 | 16967 | L3 | 143 | LB | US
CPY-150-00-2-0144 | CPY-150-00-2-0144 | 150 Cyl, no Solenoid, NOVEC 1230, 144lb | 12774.02 | 17032 | L3 | 144 | LB | US
CPY-150-00-2-0145 | CPY-150-00-2-0145 | 150 Cyl, no Solenoid, NOVEC 1230, 145lb | 12822.62 | 17097 | L3 | 145 | LB | US
CPY-150-00-2-0146 | CPY-150-00-2-0146 | 150 Cyl, no Solenoid, NOVEC 1230, 146lb | 12871.24 | 17162 | L3 | 146 | LB | US
CPY-150-00-2-0147 | CPY-150-00-2-0147 | 150 Cyl, no Solenoid, NOVEC 1230, 147lb | 12919.85 | 17226 | L3 | 147 | LB | US
CPY-150-00-2-0148 | CPY-150-00-2-0148 | 150 Cyl, no Solenoid, NOVEC 1230, 148lb | 12968.46 | 17291 | L3 | 148 | LB | US
CPY-150-00-2-0149 | CPY-150-00-2-0149 | 150 Cyl, no Solenoid, NOVEC 1230, 149lb | 13017.08 | 17356 | L3 | 149 | LB | US
CPY-150-00-2-0150 | CPY-150-00-2-0150 | 150 Cyl, no Solenoid, NOVEC 1230, 150lb | 13065.69 | 17421 | L3 | 150 | LB | US
CPY-250 |  | 250lb Systems
CPY-250-00-2-0109 | CPY-250-00-2-0109 | 250 Cyl, no Solenoid, NOVEC 1230, 109lb | 11855.81 | 15808 | L3 | 109 | LB | US
CPY-250-00-2-0110 | CPY-250-00-2-0110 | 250 Cyl, no Solenoid, NOVEC 1230, 110lb | 11904.42 | 15873 | L3 | 110 | LB | US
CPY-250-00-2-0115 | CPY-250-00-2-0115 | 250 Cyl, no Solenoid, NOVEC 1230, 115lb | 12147.49 | 16197 | L3 | 115 | LB | US
CPY-250-00-2-0120 | CPY-250-00-2-0120 | 250 Cyl, no Solenoid, NOVEC 1230, 120lb | 12390.55 | 16521 | L3 | 120 | LB | US
CPY-250-00-2-0125 | CPY-250-00-2-0125 | 250 Cyl, no Solenoid, NOVEC 1230, 125lb | 12633.61 | 16845 | L3 | 125 | LB | US
CPY-250-00-2-0130 | CPY-250-00-2-0130 | 250 Cyl, no Solenoid, NOVEC 1230, 130lb | 12876.68 | 17169 | L3 | 130 | LB | US
CPY-250-00-2-0135 | CPY-250-00-2-0135 | 250 Cyl, no Solenoid, NOVEC 1230, 135lb | 13119.75 | 17493 | L3 | 135 | LB | US
CPY-250-00-2-0140 | CPY-250-00-2-0140 | 250 Cyl, no Solenoid, NOVEC 1230, 140lb | 13362.8 | 17817 | L3 | 140 | LB | US
CPY-250-00-2-0145 | CPY-250-00-2-0145 | 250 Cyl, no Solenoid, NOVEC 1230, 145lb | 13605.87 | 18141 | L3 | 145 | LB | US
CPY-250-00-2-0150 | CPY-250-00-2-0150 | 250 Cyl, no Solenoid, NOVEC 1230, 150lb | 13848.93 | 18465 | L3 | 150 | LB | US
CPY-250-00-2-0155 | CPY-250-00-2-0155 | 250 Cyl, no Solenoid, NOVEC 1230, 155lb | 14092 | 18789 | L3 | 155 | LB | US
CPY-250-00-2-0160 | CPY-250-00-2-0160 | 250 Cyl, no Solenoid, NOVEC 1230, 160lb | 14335.06 | 19113 | L3 | 160 | LB | US
CPY-250-00-2-0165 | CPY-250-00-2-0165 | 250 Cyl, no Solenoid, NOVEC 1230, 165lb | 14578.13 | 19438 | L3 | 165 | LB | US
CPY-250-00-2-0170 | CPY-250-00-2-0170 | 250 Cyl, no Solenoid, NOVEC 1230, 170lb | 14821.19 | 19762 | L3 | 170 | LB | US
CPY-250-00-2-0175 | CPY-250-00-2-0175 | 250 Cyl, no Solenoid, NOVEC 1230, 175lb | 15064.25 | 20086 | L3 | 175 | LB | US
CPY-250-00-2-0180 | CPY-250-00-2-0180 | 250 Cyl, no Solenoid, NOVEC 1230, 180lb | 15307.32 | 20410 | L3 | 180 | LB | US
CPY-250-00-2-0185 | CPY-250-00-2-0185 | 250 Cyl, no Solenoid, NOVEC 1230, 185lb | 15550.38 | 20734 | L3 | 185 | LB | US
CPY-250-00-2-0190 | CPY-250-00-2-0190 | 250 Cyl, no Solenoid, NOVEC 1230, 190lb | 15793.44 | 21058 | L3 | 190 | LB | US
CPY-250-00-2-0195 | CPY-250-00-2-0195 | 250 Cyl, no Solenoid, NOVEC 1230, 195lb | 16036.51 | 21382 | L3 | 195 | LB | US
CPY-250-00-2-0200 | CPY-250-00-2-0200 | 250 Cyl, no Solenoid, NOVEC 1230, 200lb | 16279.58 | 21706 | L3 | 200 | LB | US
CPY-250-00-2-0205 | CPY-250-00-2-0205 | 250 Cyl, no Solenoid, NOVEC 1230, 205lb | 16522.64 | 22030 | L3 | 205 | LB | US
CPY-250-00-2-0210 | CPY-250-00-2-0210 | 250 Cyl, no Solenoid, NOVEC 1230, 210lb | 16765.7 | 22354 | L3 | 210 | LB | US
CPY-250-00-2-0215 | CPY-250-00-2-0215 | 250 Cyl, no Solenoid, NOVEC 1230, 215lb | 17008.77 | 22678 | L3 | 215 | LB | US
CPY-250-00-2-0220 | CPY-250-00-2-0220 | 250 Cyl, no Solenoid, NOVEC 1230, 220lb | 17251.83 | 23002 | L3 | 220 | LB | US
CPY-250-00-2-0225 | CPY-250-00-2-0225 | 250 Cyl, no Solenoid, NOVEC 1230, 225lb | 17494.89 | 23327 | L3 | 225 | LB | US
CPY-250-00-2-0230 | CPY-250-00-2-0230 | 250 Cyl, no Solenoid, NOVEC 1230, 230lb | 17737.96 | 23651 | L3 | 230 | LB | US
CPY-250-00-2-0235 | CPY-250-00-2-0235 | 250 Cyl, no Solenoid, NOVEC 1230, 235lb | 17981.03 | 23975 | L3 | 235 | LB | US
CPY-250-00-2-0240 | CPY-250-00-2-0240 | 250 Cyl, no Solenoid, NOVEC 1230, 240lb | 18224.09 | 24299 | L3 | 240 | LB | US
CPY-250-00-2-0245 | CPY-250-00-2-0245 | 250 Cyl, no Solenoid, NOVEC 1230, 245lb | 18467.14 | 24623 | L3 | 245 | LB | US
CPY-250-00-2-0250 | CPY-250-00-2-0250 | 250 Cyl, no Solenoid, NOVEC 1230, 250lb | 18710.22 | 24947 | L3 | 250 | LB | US
CPY-375 |  | 375lb Systems
CPY-375-00-2-0163 | CPY-375-00-2-0163 | 375 Cyl, no Solenoid, NOVEC 1230, 163lb | 16001.23 | 21335 | L3 | 163 | LB | US
CPY-375-00-2-0165 | CPY-375-00-2-0165 | 375 Cyl, no Solenoid, NOVEC 1230, 165lb | 16098.47 | 21465 | L3 | 165 | LB | US
CPY-375-00-2-0170 | CPY-375-00-2-0170 | 375 Cyl, no Solenoid, NOVEC 1230, 170lb | 16341.53 | 21789 | L3 | 170 | LB | US
CPY-375-00-2-0175 | CPY-375-00-2-0175 | 375 Cyl, no Solenoid, NOVEC 1230, 175lb | 16584.59 | 22113 | L3 | 175 | LB | US
CPY-375-00-2-0180 | CPY-375-00-2-0180 | 375 Cyl, no Solenoid, NOVEC 1230, 180lb | 16827.65 | 22437 | L3 | 180 | LB | US
CPY-375-00-2-0185 | CPY-375-00-2-0185 | 375 Cyl, no Solenoid, NOVEC 1230, 185lb | 17070.73 | 22761 | L3 | 185 | LB | US
CPY-375-00-2-0190 | CPY-375-00-2-0190 | 375 Cyl, no Solenoid, NOVEC 1230, 190lb | 17313.78 | 23085 | L3 | 190 | LB | US
CPY-375-00-2-0195 | CPY-375-00-2-0195 | 375 Cyl, no Solenoid, NOVEC 1230, 195lb | 17556.84 | 23409 | L3 | 195 | LB | US
CPY-375-00-2-0200 | CPY-375-00-2-0200 | 375 Cyl, no Solenoid, NOVEC 1230, 200lb | 17799.91 | 23733 | L3 | 200 | LB | US
CPY-375-00-2-0205 | CPY-375-00-2-0205 | 375 Cyl, no Solenoid, NOVEC 1230, 205lb | 18042.98 | 24057 | L3 | 205 | LB | US
CPY-375-00-2-0210 | CPY-375-00-2-0210 | 375 Cyl, no Solenoid, NOVEC 1230, 210lb | 18286.04 | 24381 | L3 | 210 | LB | US
CPY-375-00-2-0215 | CPY-375-00-2-0215 | 375 Cyl, no Solenoid, NOVEC 1230, 215lb | 18529.1 | 24705 | L3 | 215 | LB | US
CPY-375-00-2-0220 | CPY-375-00-2-0220 | 375 Cyl, no Solenoid, NOVEC 1230, 220lb | 18772.17 | 25030 | L3 | 220 | LB | US
CPY-375-00-2-0225 | CPY-375-00-2-0225 | 375 Cyl, no Solenoid, NOVEC 1230, 225lb | 19015.24 | 25354 | L3 | 225 | LB | US
CPY-375-00-2-0230 | CPY-375-00-2-0230 | 375 Cyl, no Solenoid, NOVEC 1230, 230lb | 19258.29 | 25678 | L3 | 230 | LB | US
CPY-375-00-2-0235 | CPY-375-00-2-0235 | 375 Cyl, no Solenoid, NOVEC 1230, 235lb | 19501.36 | 26002 | L3 | 235 | LB | US
CPY-375-00-2-0240 | CPY-375-00-2-0240 | 375 Cyl, no Solenoid, NOVEC 1230, 240lb | 19744.43 | 26326 | L3 | 240 | LB | US
CPY-375-00-2-0245 | CPY-375-00-2-0245 | 375 Cyl, no Solenoid, NOVEC 1230, 245lb | 19987.49 | 26650 | L3 | 245 | LB | US
CPY-375-00-2-0250 | CPY-375-00-2-0250 | 375 Cyl, no Solenoid, NOVEC 1230, 250lb | 20230.55 | 26974 | L3 | 250 | LB | US
CPY-375-00-2-0255 | CPY-375-00-2-0255 | 375 Cyl, no Solenoid, NOVEC 1230, 255lb | 20473.62 | 27298 | L3 | 255 | LB | US
CPY-375-00-2-0260 | CPY-375-00-2-0260 | 375 Cyl, no Solenoid, NOVEC 1230, 260lb | 20716.69 | 27622 | L3 | 260 | LB | US
CPY-375-00-2-0265 | CPY-375-00-2-0265 | 375 Cyl, no Solenoid, NOVEC 1230, 265lb | 20959.74 | 27946 | L3 | 265 | LB | US
CPY-375-00-2-0270 | CPY-375-00-2-0270 | 375 Cyl, no Solenoid, NOVEC 1230, 270lb | 21202.81 | 28270 | L3 | 270 | LB | US
CPY-375-00-2-0275 | CPY-375-00-2-0275 | 375 Cyl, no Solenoid, NOVEC 1230, 275lb | 21445.87 | 28594 | L3 | 275 | LB | US
CPY-375-00-2-0280 | CPY-375-00-2-0280 | 375 Cyl, no Solenoid, NOVEC 1230, 280lb | 21688.94 | 28919 | L3 | 280 | LB | US
CPY-375-00-2-0285 | CPY-375-00-2-0285 | 375 Cyl, no Solenoid, NOVEC 1230, 285lb | 21932 | 29243 | L3 | 285 | LB | US
CPY-375-00-2-0290 | CPY-375-00-2-0290 | 375 Cyl, no Solenoid, NOVEC 1230, 290lb | 22175.07 | 29567 | L3 | 290 | LB | US
CPY-375-00-2-0295 | CPY-375-00-2-0295 | 375 Cyl, no Solenoid, NOVEC 1230, 295lb | 22418.13 | 29891 | L3 | 295 | LB | US
CPY-375-00-2-0300 | CPY-375-00-2-0300 | 375 Cyl, no Solenoid, NOVEC 1230, 300lb | 22661.19 | 30215 | L3 | 300 | LB | US
CPY-375-00-2-0305 | CPY-375-00-2-0305 | 375 Cyl, no Solenoid, NOVEC 1230, 305lb | 22904.26 | 30539 | L3 | 305 | LB | US
CPY-375-00-2-0310 | CPY-375-00-2-0310 | 375 Cyl, no Solenoid, NOVEC 1230, 310lb | 23147.32 | 30863 | L3 | 310 | LB | US
CPY-375-00-2-0315 | CPY-375-00-2-0315 | 375 Cyl, no Solenoid, NOVEC 1230, 315lb | 23390.39 | 31187 | L3 | 315 | LB | US
CPY-375-00-2-0320 | CPY-375-00-2-0320 | 375 Cyl, no Solenoid, NOVEC 1230, 320lb | 23633.45 | 31511 | L3 | 320 | LB | US
CPY-375-00-2-0325 | CPY-375-00-2-0325 | 375 Cyl, no Solenoid, NOVEC 1230, 325lb | 23876.52 | 31835 | L3 | 325 | LB | US
CPY-375-00-2-0330 | CPY-375-00-2-0330 | 375 Cyl, no Solenoid, NOVEC 1230, 330lb | 24119.58 | 32159 | L3 | 330 | LB | US
CPY-375-00-2-0335 | CPY-375-00-2-0335 | 375 Cyl, no Solenoid, NOVEC 1230, 335lb | 24362.64 | 32484 | L3 | 335 | LB | US
CPY-375-00-2-0340 | CPY-375-00-2-0340 | 375 Cyl, no Solenoid, NOVEC 1230, 340lb | 24605.71 | 32808 | L3 | 340 | LB | US
CPY-375-00-2-0345 | CPY-375-00-2-0345 | 375 Cyl, no Solenoid, NOVEC 1230, 345lb | 24848.77 | 33132 | L3 | 345 | LB | US
CPY-375-00-2-0350 | CPY-375-00-2-0350 | 375 Cyl, no Solenoid, NOVEC 1230, 350lb | 25091.83 | 33456 | L3 | 350 | LB | US
CPY-375-00-2-0355 | CPY-375-00-2-0355 | 375 Cyl, no Solenoid, NOVEC 1230, 355lb | 25334.9 | 33780 | L3 | 355 | LB | US
CPY-375-00-2-0360 | CPY-375-00-2-0360 | 375 Cyl, no Solenoid, NOVEC 1230, 360lb | 25577.97 | 34104 | L3 | 360 | LB | US
CPY-375-00-2-0365 | CPY-375-00-2-0365 | 375 Cyl, no Solenoid, NOVEC 1230, 365lb | 25821.03 | 34428 | L3 | 365 | LB | US
CPY-375-00-2-0370 | CPY-375-00-2-0370 | 375 Cyl, no Solenoid, NOVEC 1230, 370lb | 26064.08 | 34752 | L3 | 370 | LB | US
CPY-375-00-2-0375 | CPY-375-00-2-0375 | 375 Cyl, no Solenoid, NOVEC 1230, 375lb | 26307.16 | 35076 | L3 | 375 | LB | US
CPY-560 |  | 560lb Systems
CPY-560-00-2-0241 | CPY-560-00-2-0241 | 560 Cyl, no Solenoid, NOVEC 1230, 241lb | 21248.67 | 28332 | L3 | 241 | LB | US
CPY-560-00-2-0245 | CPY-560-00-2-0245 | 560 Cyl, no Solenoid, NOVEC 1230, 245lb | 21443.12 | 28591 | L3 | 245 | LB | US
CPY-560-00-2-0250 | CPY-560-00-2-0250 | 560 Cyl, no Solenoid, NOVEC 1230, 250lb | 21686.17 | 28915 | L3 | 250 | LB | US
CPY-560-00-2-0255 | CPY-560-00-2-0255 | 560 Cyl, no Solenoid, NOVEC 1230, 255b | 21929.24 | 29239 | L3 | 255 | LB | US
CPY-560-00-2-0260 | CPY-560-00-2-0260 | 560 Cyl, no Solenoid, NOVEC 1230, 260lb | 22172.31 | 29563 | L3 | 260 | LB | US
CPY-560-00-2-0265 | CPY-560-00-2-0265 | 560 Cyl, no Solenoid, NOVEC 1230, 265lb | 22415.37 | 29887 | L3 | 265 | LB | US
CPY-560-00-2-0270 | CPY-560-00-2-0270 | 560 Cyl, no Solenoid, NOVEC 1230, 270lb | 22658.44 | 30211 | L3 | 270 | LB | US
CPY-560-00-2-0275 | CPY-560-00-2-0275 | 560 Cyl, no Solenoid, NOVEC 1230, 275lb | 22901.5 | 30535 | L3 | 275 | LB | US
CPY-560-00-2-0280 | CPY-560-00-2-0280 | 560 Cyl, no Solenoid, NOVEC 1230, 280lb | 23144.57 | 30859 | L3 | 280 | LB | US
CPY-560-00-2-0285 | CPY-560-00-2-0285 | 560 Cyl, no Solenoid, NOVEC 1230, 285lb | 23387.62 | 31183 | L3 | 285 | LB | US
CPY-560-00-2-0290 | CPY-560-00-2-0290 | 560 Cyl, no Solenoid, NOVEC 1230, 290lb | 23630.69 | 31508 | L3 | 290 | LB | US
CPY-560-00-2-0295 | CPY-560-00-2-0295 | 560 Cyl, no Solenoid, NOVEC 1230, 295lb | 23873.76 | 31832 | L3 | 295 | LB | US
CPY-560-00-2-0300 | CPY-560-00-2-0300 | 560 Cyl, no Solenoid, NOVEC 1230, 300lb | 24116.82 | 32156 | L3 | 300 | LB | US
CPY-560-00-2-0305 | CPY-560-00-2-0305 | 560 Cyl, no Solenoid, NOVEC 1230, 305lb | 24359.88 | 32480 | L3 | 305 | LB | US
CPY-560-00-2-0310 | CPY-560-00-2-0310 | 560 Cyl, no Solenoid, NOVEC 1230, 310lb | 24602.95 | 32804 | L3 | 310 | LB | US
CPY-560-00-2-0315 | CPY-560-00-2-0315 | 560 Cyl, no Solenoid, NOVEC 1230, 315lb | 24846.02 | 33128 | L3 | 315 | LB | US
CPY-560-00-2-0320 | CPY-560-00-2-0320 | 560 Cyl, no Solenoid, NOVEC 1230, 320lb | 25089.07 | 33452 | L3 | 320 | LB | US
CPY-560-00-2-0325 | CPY-560-00-2-0325 | 560 Cyl, no Solenoid, NOVEC 1230, 325lb | 25332.13 | 33776 | L3 | 325 | LB | US
CPY-560-00-2-0330 | CPY-560-00-2-0330 | 560 Cyl, no Solenoid, NOVEC 1230, 330lb | 25575.21 | 34100 | L3 | 330 | LB | US
CPY-560-00-2-0335 | CPY-560-00-2-0335 | 560 Cyl, no Solenoid, NOVEC 1230, 335lb | 25818.27 | 34424 | L3 | 335 | LB | US
CPY-560-00-2-0340 | CPY-560-00-2-0340 | 560 Cyl, no Solenoid, NOVEC 1230, 340lb | 26061.33 | 34748 | L3 | 340 | LB | US
CPY-560-00-2-0345 | CPY-560-00-2-0345 | 560 Cyl, no Solenoid, NOVEC 1230, 345lb | 26304.4 | 35073 | L3 | 345 | LB | US
CPY-560-00-2-0350 | CPY-560-00-2-0350 | 560 Cyl, no Solenoid, NOVEC 1230, 350lb | 26547.47 | 35397 | L3 | 350 | LB | US
CPY-560-00-2-0355 | CPY-560-00-2-0355 | 560 Cyl, no Solenoid, NOVEC 1230, 355lb | 26790.52 | 35721 | L3 | 355 | LB | US
CPY-560-00-2-0360 | CPY-560-00-2-0360 | 560 Cyl, no Solenoid, NOVEC 1230, 360lb | 27033.58 | 36045 | L3 | 360 | LB | US
CPY-560-00-2-0365 | CPY-560-00-2-0365 | 560 Cyl, no Solenoid, NOVEC 1230, 365lb | 27276.66 | 36369 | L3 | 365 | LB | US
CPY-560-00-2-0370 | CPY-560-00-2-0370 | 560 Cyl, no Solenoid, NOVEC 1230, 370lb | 27519.72 | 36693 | L3 | 370 | LB | US
CPY-560-00-2-0375 | CPY-560-00-2-0375 | 560 Cyl, no Solenoid, NOVEC 1230, 375lb | 27762.78 | 37017 | L3 | 375 | LB | US
CPY-560-00-2-0380 | CPY-560-00-2-0380 | 560 Cyl, no Solenoid, NOVEC 1230, 380lb | 28005.84 | 37341 | L3 | 380 | LB | US
CPY-560-00-2-0385 | CPY-560-00-2-0385 | 560 Cyl, no Solenoid, NOVEC 1230, 385lb | 28248.92 | 37665 | L3 | 385 | LB | US
CPY-560-00-2-0390 | CPY-560-00-2-0390 | 560 Cyl, no Solenoid, NOVEC 1230, 390lb | 28491.98 | 37989 | L3 | 390 | LB | US
CPY-560-00-2-0395 | CPY-560-00-2-0395 | 560 Cyl, no Solenoid, NOVEC 1230, 395lb | 28735.03 | 38313 | L3 | 395 | LB | US
CPY-560-00-2-0400 | CPY-560-00-2-0400 | 560 Cyl, no Solenoid, NOVEC 1230, 400lb | 28978.1 | 38637 | L3 | 400 | LB | US
CPY-560-00-2-0405 | CPY-560-00-2-0405 | 560 Cyl, no Solenoid, NOVEC 1230, 405lb | 29221.17 | 38962 | L3 | 405 | LB | US
CPY-560-00-2-0410 | CPY-560-00-2-0410 | 560 Cyl, no Solenoid, NOVEC 1230, 410lb | 29464.23 | 39286 | L3 | 410 | LB | US
CPY-560-00-2-0415 | CPY-560-00-2-0415 | 560 Cyl, no Solenoid, NOVEC 1230, 415lb | 29707.29 | 39610 | L3 | 415 | LB | US
CPY-560-00-2-0420 | CPY-560-00-2-0420 | 560 Cyl, no Solenoid, NOVEC 1230, 420lb | 29950.37 | 39934 | L3 | 420 | LB | US
CPY-560-00-2-0425 | CPY-560-00-2-0425 | 560 Cyl, no Solenoid, NOVEC 1230, 425lb | 30193.43 | 40258 | L3 | 425 | LB | US
CPY-560-00-2-0430 | CPY-560-00-2-0430 | 560 Cyl, no Solenoid, NOVEC 1230, 430lb | 30436.48 | 40582 | L3 | 430 | LB | US
CPY-560-00-2-0435 | CPY-560-00-2-0435 | 560 Cyl, no Solenoid, NOVEC 1230, 435lb | 30679.55 | 40906 | L3 | 435 | LB | US
CPY-560-00-2-0440 | CPY-560-00-2-0440 | 560 Cyl, no Solenoid, NOVEC 1230, 440lb | 30922.62 | 41230 | L3 | 440 | LB | US
CPY-560-00-2-0445 | CPY-560-00-2-0445 | 560 Cyl, no Solenoid, NOVEC 1230, 445lb | 31165.68 | 41554 | L3 | 445 | LB | US
CPY-560-00-2-0450 | CPY-560-00-2-0450 | 560 Cyl, no Solenoid, NOVEC 1230, 450lb | 31408.74 | 41878 | L3 | 450 | LB | US
CPY-560-00-2-0455 | CPY-560-00-2-0455 | 560 Cyl, no Solenoid, NOVEC 1230, 455lb | 31651.81 | 42202 | L3 | 455 | LB | US
CPY-560-00-2-0460 | CPY-560-00-2-0460 | 560 Cyl, no Solenoid, NOVEC 1230, 460lb | 31894.88 | 42527 | L3 | 460 | LB | US
CPY-560-00-2-0465 | CPY-560-00-2-0465 | 560 Cyl, no Solenoid, NOVEC 1230, 465lb | 32137.93 | 42851 | L3 | 465 | LB | US
CPY-560-00-2-0470 | CPY-560-00-2-0470 | 560 Cyl, no Solenoid, NOVEC 1230, 470lb | 32381 | 43175 | L3 | 470 | LB | US
CPY-560-00-2-0475 | CPY-560-00-2-0475 | 560 Cyl, no Solenoid, NOVEC 1230, 475lb | 32624.06 | 43499 | L3 | 475 | LB | US
CPY-560-00-2-0480 | CPY-560-00-2-0480 | 560 Cyl, no Solenoid, NOVEC 1230, 480lb | 32867.13 | 43823 | L3 | 480 | LB | US
CPY-560-00-2-0485 | CPY-560-00-2-0485 | 560 Cyl, no Solenoid, NOVEC 1230, 485lb | 33110.19 | 44147 | L3 | 485 | LB | US
CPY-560-00-2-0490 | CPY-560-00-2-0490 | 560 Cyl, no Solenoid, NOVEC 1230, 490lb | 33353.26 | 44471 | L3 | 490 | LB | US
CPY-560-00-2-0495 | CPY-560-00-2-0495 | 560 Cyl, no Solenoid, NOVEC 1230, 495lb | 33596.32 | 44795 | L3 | 495 | LB | US
CPY-560-00-2-0500 | CPY-560-00-2-0500 | 560 Cyl, no Solenoid, NOVEC 1230, 500lb | 33839.38 | 45119 | L3 | 500 | LB | US
CPY-560-00-2-0505 | CPY-560-00-2-0505 | 560 Cyl, no Solenoid, NOVEC 1230, 505lb | 34082.45 | 45443 | L3 | 505 | LB | US
CPY-560-00-2-0510 | CPY-560-00-2-0510 | 560 Cyl, no Solenoid, NOVEC 1230, 510lb | 34325.51 | 45767 | L3 | 510 | LB | US
CPY-560-00-2-0515 | CPY-560-00-2-0515 | 560 Cyl, no Solenoid, NOVEC 1230, 515lb | 34568.58 | 46091 | L3 | 515 | LB | US
CPY-560-00-2-0520 | CPY-560-00-2-0520 | 560 Cyl, no Solenoid, NOVEC 1230, 520lb | 34811.64 | 46416 | L3 | 520 | LB | US
CPY-560-00-2-0525 | CPY-560-00-2-0525 | 560 Cyl, no Solenoid, NOVEC 1230, 525lb | 35054.71 | 46740 | L3 | 525 | LB | US
CPY-560-00-2-0530 | CPY-560-00-2-0530 | 560 Cyl, no Solenoid, NOVEC 1230, 530lb | 35297.77 | 47064 | L3 | 530 | LB | US
CPY-560-00-2-0535 | CPY-560-00-2-0535 | 560 Cyl, no Solenoid, NOVEC 1230, 535lb | 35540.84 | 47388 | L3 | 535 | LB | US
CPY-560-00-2-0540 | CPY-560-00-2-0540 | 560 Cyl, no Solenoid, NOVEC 1230, 540lb | 35783.9 | 47712 | L3 | 540 | LB | US
CPY-560-00-2-0545 | CPY-560-00-2-0545 | 560 Cyl, no Solenoid, NOVEC 1230, 545lb | 36026.96 | 48036 | L3 | 545 | LB | US
CPY-560-00-2-0550 | CPY-560-00-2-0550 | 560 Cyl, no Solenoid, NOVEC 1230, 550lb | 36270.02 | 48360 | L3 | 550 | LB | US
CPY-560-00-2-0555 | CPY-560-00-2-0555 | 560 Cyl, no Solenoid, NOVEC 1230, 555lb | 36513.09 | 48684 | L3 | 555 | LB | US
CPY-560-00-2-0560 | CPY-560-00-2-0560 | 560 Cyl, no Solenoid, NOVEC 1230, 560lb | 36756.16 | 49008 | L3 | 560 | LB | US
CPY-900 |  | 900lb Systems
CPY-900-00-2-0387 | CPY-900-00-2-0387 | 900 Cyl, no Solenoid, NOVEC 1230, 387 lb | 32142.08 | 42856 | L3 | 387 | LB | US
CPY-900-00-2-0390 | CPY-900-00-2-0390 | 900 Cyl, no Solenoid, NOVEC 1230, 390 lb | 32287.92 | 43051 | L3 | 390 | LB | US
CPY-900-00-2-0395 | CPY-900-00-2-0395 | 900 Cyl, no Solenoid, NOVEC 1230, 395 lb | 32530.99 | 43375 | L3 | 395 | LB | US
CPY-900-00-2-0400 | CPY-900-00-2-0400 | 900 Cyl, no Solenoid, NOVEC 1230, 400 lb | 32774.05 | 43699 | L3 | 400 | LB | US
CPY-900-00-2-0405 | CPY-900-00-2-0405 | 900 Cyl, no Solenoid, NOVEC 1230, 405 lb | 33017.11 | 44023 | L3 | 405 | LB | US
CPY-900-00-2-0410 | CPY-900-00-2-0410 | 900 Cyl, no Solenoid, NOVEC 1230, 410 lb | 33260.19 | 44347 | L3 | 410 | LB | US
CPY-900-00-2-0415 | CPY-900-00-2-0415 | 900 Cyl, no Solenoid, NOVEC 1230, 415 lb | 33503.25 | 44671 | L3 | 415 | LB | US
CPY-900-00-2-0420 | CPY-900-00-2-0420 | 900 Cyl, no Solenoid, NOVEC 1230, 420 lb | 33746.3 | 44995 | L3 | 420 | LB | US
CPY-900-00-2-0425 | CPY-900-00-2-0425 | 900 Cyl, no Solenoid, NOVEC 1230, 425 lb | 33989.37 | 45319 | L3 | 425 | LB | US
CPY-900-00-2-0430 | CPY-900-00-2-0430 | 900 Cyl, no Solenoid, NOVEC 1230, 430 lb | 34232.44 | 45643 | L3 | 430 | LB | US
CPY-900-00-2-0435 | CPY-900-00-2-0435 | 900 Cyl, no Solenoid, NOVEC 1230, 435 lb | 34475.5 | 45967 | L3 | 435 | LB | US
CPY-900-00-2-0440 | CPY-900-00-2-0440 | 900 Cyl, no Solenoid, NOVEC 1230, 440 lb | 34718.56 | 46291 | L3 | 440 | LB | US
CPY-900-00-2-0445 | CPY-900-00-2-0445 | 900 Cyl, no Solenoid, NOVEC 1230, 445 lb | 34961.64 | 46616 | L3 | 445 | LB | US
CPY-900-00-2-0450 | CPY-900-00-2-0450 | 900 Cyl, no Solenoid, NOVEC 1230, 450 lb | 35204.7 | 46940 | L3 | 450 | LB | US
CPY-900-00-2-0455 | CPY-900-00-2-0455 | 900 Cyl, no Solenoid, NOVEC 1230, 455 lb | 35447.76 | 47264 | L3 | 455 | LB | US
CPY-900-00-2-0460 | CPY-900-00-2-0460 | 900 Cyl, no Solenoid, NOVEC 1230, 460 lb | 35690.81 | 47588 | L3 | 460 | LB | US
CPY-900-00-2-0465 | CPY-900-00-2-0465 | 900 Cyl, no Solenoid, NOVEC 1230, 465 lb | 35933.89 | 47912 | L3 | 465 | LB | US
CPY-900-00-2-0470 | CPY-900-00-2-0470 | 900 Cyl, no Solenoid, NOVEC 1230, 470 lb | 36176.95 | 48236 | L3 | 470 | LB | US
CPY-900-00-2-0475 | CPY-900-00-2-0475 | 900 Cyl, no Solenoid, NOVEC 1230, 475 lb | 36420.01 | 48560 | L3 | 475 | LB | US
CPY-900-00-2-0480 | CPY-900-00-2-0480 | 900 Cyl, no Solenoid, NOVEC 1230, 480 lb | 36663.08 | 48884 | L3 | 480 | LB | US
CPY-900-00-2-0485 | CPY-900-00-2-0485 | 900 Cyl, no Solenoid, NOVEC 1230, 485 lb | 36906.15 | 49208 | L3 | 485 | LB | US
CPY-900-00-2-0490 | CPY-900-00-2-0490 | 900 Cyl, no Solenoid, NOVEC 1230, 490 lb | 37149.21 | 49532 | L3 | 490 | LB | US
CPY-900-00-2-0495 | CPY-900-00-2-0495 | 900 Cyl, no Solenoid, NOVEC 1230, 495 lb | 37392.26 | 49856 | L3 | 495 | LB | US
CPY-900-00-2-0500 | CPY-900-00-2-0500 | 900 Cyl, no Solenoid, NOVEC 1230, 500 lb | 37635.34 | 50180 | L3 | 500 | LB | US
CPY-900-00-2-0505 | CPY-900-00-2-0505 | 900 Cyl, no Solenoid, NOVEC 1230, 505 lb | 37878.4 | 50505 | L3 | 505 | LB | US
CPY-900-00-2-0510 | CPY-900-00-2-0510 | 900 Cyl, no Solenoid, NOVEC 1230, 510 lb | 38121.46 | 50829 | L3 | 510 | LB | US
CPY-900-00-2-0515 | CPY-900-00-2-0515 | 900 Cyl, no Solenoid, NOVEC 1230, 515 lb | 38364.53 | 51153 | L3 | 515 | LB | US
CPY-900-00-2-0520 | CPY-900-00-2-0520 | 900 Cyl, no Solenoid, NOVEC 1230, 520 lb | 38607.6 | 51477 | L3 | 520 | LB | US
CPY-900-00-2-0525 | CPY-900-00-2-0525 | 900 Cyl, no Solenoid, NOVEC 1230, 525 lb | 38850.66 | 51801 | L3 | 525 | LB | US
CPY-900-00-2-0530 | CPY-900-00-2-0530 | 900 Cyl, no Solenoid, NOVEC 1230, 530 lb | 39093.71 | 52125 | L3 | 530 | LB | US
CPY-900-00-2-0535 | CPY-900-00-2-0535 | 900 Cyl, no Solenoid, NOVEC 1230, 535 lb | 39336.78 | 52449 | L3 | 535 | LB | US
CPY-900-00-2-0540 | CPY-900-00-2-0540 | 900 Cyl, no Solenoid, NOVEC 1230, 540 lb | 39579.85 | 52773 | L3 | 540 | LB | US
CPY-900-00-2-0545 | CPY-900-00-2-0545 | 900 Cyl, no Solenoid, NOVEC 1230, 545 lb | 39822.91 | 53097 | L3 | 545 | LB | US
CPY-900-00-2-0550 | CPY-900-00-2-0550 | 900 Cyl, no Solenoid, NOVEC 1230, 550 lb | 40065.98 | 53421 | L3 | 550 | LB | US
CPY-900-00-2-0555 | CPY-900-00-2-0555 | 900 Cyl, no Solenoid, NOVEC 1230, 555 lb | 40309.04 | 53745 | L3 | 555 | LB | US
CPY-900-00-2-0560 | CPY-900-00-2-0560 | 900 Cyl, no Solenoid, NOVEC 1230, 560 lb | 40552.11 | 54069 | L3 | 560 | LB | US
CPY-900-00-2-0565 | CPY-900-00-2-0565 | 900 Cyl, no Solenoid, NOVEC 1230, 565 lb | 40795.16 | 54394 | L3 | 565 | LB | US
CPY-900-00-2-0570 | CPY-900-00-2-0570 | 900 Cyl, no Solenoid, NOVEC 1230, 570 lb | 41038.23 | 54718 | L3 | 570 | LB | US
CPY-900-00-2-0575 | CPY-900-00-2-0575 | 900 Cyl, no Solenoid, NOVEC 1230, 575 lb | 41281.3 | 55042 | L3 | 575 | LB | US
CPY-900-00-2-0580 | CPY-900-00-2-0580 | 900 Cyl, no Solenoid, NOVEC 1230, 580 lb | 41524.36 | 55366 | L3 | 580 | LB | US
CPY-900-00-2-0585 | CPY-900-00-2-0585 | 900 Cyl, no Solenoid, NOVEC 1230, 585 lb | 41767.43 | 55690 | L3 | 585 | LB | US
CPY-900-00-2-0590 | CPY-900-00-2-0590 | 900 Cyl, no Solenoid, NOVEC 1230, 590 lb | 42010.49 | 56014 | L3 | 590 | LB | US
CPY-900-00-2-0595 | CPY-900-00-2-0595 | 900 Cyl, no Solenoid, NOVEC 1230, 595 lb | 42253.56 | 56338 | L3 | 595 | LB | US
CPY-900-00-2-0600 | CPY-900-00-2-0600 | 900 Cyl, no Solenoid, NOVEC 1230, 600 lb | 42496.62 | 56662 | L3 | 600 | LB | US
CPY-900-00-2-0605 | CPY-900-00-2-0605 | 900 Cyl, no Solenoid, NOVEC 1230, 605 lb | 42739.68 | 56986 | L3 | 605 | LB | US
CPY-900-00-2-0610 | CPY-900-00-2-0610 | 900 Cyl, no Solenoid, NOVEC 1230, 610 lb | 42982.74 | 57310 | L3 | 610 | LB | US
CPY-900-00-2-0615 | CPY-900-00-2-0615 | 900 Cyl, no Solenoid, NOVEC 1230, 615 lb | 43225.81 | 57634 | L3 | 615 | LB | US
CPY-900-00-2-0620 | CPY-900-00-2-0620 | 900 Cyl, no Solenoid, NOVEC 1230, 620 lb | 43468.88 | 57959 | L3 | 620 | LB | US
CPY-900-00-2-0625 | CPY-900-00-2-0625 | 900 Cyl, no Solenoid, NOVEC 1230, 625 lb | 43711.94 | 58283 | L3 | 625 | LB | US
CPY-900-00-2-0630 | CPY-900-00-2-0630 | 900 Cyl, no Solenoid, NOVEC 1230, 630 lb | 43955 | 58607 | L3 | 630 | LB | US
CPY-900-00-2-0635 | CPY-900-00-2-0635 | 900 Cyl, no Solenoid, NOVEC 1230, 635 lb | 44198.07 | 58931 | L3 | 635 | LB | US
CPY-900-00-2-0640 | CPY-900-00-2-0640 | 900 Cyl, no Solenoid, NOVEC 1230, 640 lb | 44441.13 | 59255 | L3 | 640 | LB | US
CPY-900-00-2-0645 | CPY-900-00-2-0645 | 900 Cyl, no Solenoid, NOVEC 1230, 645 lb | 44684.19 | 59579 | L3 | 645 | LB | US
CPY-900-00-2-0650 | CPY-900-00-2-0650 | 900 Cyl, no Solenoid, NOVEC 1230, 650 lb | 44927.25 | 59903 | L3 | 650 | LB | US
CPY-900-00-2-0655 | CPY-900-00-2-0655 | 900 Cyl, no Solenoid, NOVEC 1230, 655 lb | 45170.33 | 60227 | L3 | 655 | LB | US
CPY-900-00-2-0660 | CPY-900-00-2-0660 | 900 Cyl, no Solenoid, NOVEC 1230, 660 lb | 45413.39 | 60551 | L3 | 660 | LB | US
CPY-900-00-2-0665 | CPY-900-00-2-0665 | 900 Cyl, no Solenoid, NOVEC 1230, 665 lb | 45656.45 | 60875 | L3 | 665 | LB | US
CPY-900-00-2-0670 | CPY-900-00-2-0670 | 900 Cyl, no Solenoid, NOVEC 1230, 670 lb | 45899.52 | 61199 | L3 | 670 | LB | US
CPY-900-00-2-0675 | CPY-900-00-2-0675 | 900 Cyl, no Solenoid, NOVEC 1230, 675 lb | 46142.58 | 61523 | L3 | 675 | LB | US
CPY-900-00-2-0680 | CPY-900-00-2-0680 | 900 Cyl, no Solenoid, NOVEC 1230, 680 lb | 46385.64 | 61848 | L3 | 680 | LB | US
CPY-900-00-2-0685 | CPY-900-00-2-0685 | 900 Cyl, no Solenoid, NOVEC 1230, 685 lb | 46628.7 | 62172 | L3 | 685 | LB | US
CPY-900-00-2-0690 | CPY-900-00-2-0690 | 900 Cyl, no Solenoid, NOVEC 1230, 690 lb | 46871.78 | 62496 | L3 | 690 | LB | US
CPY-900-00-2-0695 | CPY-900-00-2-0695 | 900 Cyl, no Solenoid, NOVEC 1230, 695 lb | 47114.84 | 62820 | L3 | 695 | LB | US
CPY-900-00-2-0700 | CPY-900-00-2-0700 | 900 Cyl, no Solenoid, NOVEC 1230, 700 lb | 47357.9 | 63144 | L3 | 700 | LB | US
CPY-900-00-2-0705 | CPY-900-00-2-0705 | 900 Cyl, no Solenoid, NOVEC 1230, 705 lb | 47600.96 | 63468 | L3 | 705 | LB | US
CPY-900-00-2-0710 | CPY-900-00-2-0710 | 900 Cyl, no Solenoid, NOVEC 1230, 710 lb | 47844.04 | 63792 | L3 | 710 | LB | US
CPY-900-00-2-0715 | CPY-900-00-2-0715 | 900 Cyl, no Solenoid, NOVEC 1230, 715 lb | 48087.09 | 64116 | L3 | 715 | LB | US
CPY-900-00-2-0720 | CPY-900-00-2-0720 | 900 Cyl, no Solenoid, NOVEC 1230, 720 lb | 48330.15 | 64440 | L3 | 720 | LB | US
CPY-900-00-2-0725 | CPY-900-00-2-0725 | 900 Cyl, no Solenoid, NOVEC 1230, 725 lb | 48573.22 | 64764 | L3 | 725 | LB | US
CPY-900-00-2-0730 | CPY-900-00-2-0730 | 900 Cyl, no Solenoid, NOVEC 1230, 730 lb | 48816.29 | 65088 | L3 | 730 | LB | US
CPY-900-00-2-0735 | CPY-900-00-2-0735 | 900 Cyl, no Solenoid, NOVEC 1230, 735 lb | 49059.35 | 65412 | L3 | 735 | LB | US
CPY-900-00-2-0740 | CPY-900-00-2-0740 | 900 Cyl, no Solenoid, NOVEC 1230, 740 lb | 49302.41 | 65737 | L3 | 740 | LB | US
CPY-900-00-2-0745 | CPY-900-00-2-0745 | 900 Cyl, no Solenoid, NOVEC 1230, 745 lb | 49545.49 | 66061 | L3 | 745 | LB | US
CPY-900-00-2-0750 | CPY-900-00-2-0750 | 900 Cyl, no Solenoid, NOVEC 1230, 750 lb | 49788.54 | 66385 | L3 | 750 | LB | US
CPY-900-00-2-0755 | CPY-900-00-2-0755 | 900 Cyl, no Solenoid, NOVEC 1230, 755 lb | 50031.6 | 66709 | L3 | 755 | LB | US
CPY-900-00-2-0760 | CPY-900-00-2-0760 | 900 Cyl, no Solenoid, NOVEC 1230, 760 lb | 50274.67 | 67033 | L3 | 760 | LB | US
CPY-900-00-2-0765 | CPY-900-00-2-0765 | 900 Cyl, no Solenoid, NOVEC 1230, 765 lb | 50517.74 | 67357 | L3 | 765 | LB | US
CPY-900-00-2-0770 | CPY-900-00-2-0770 | 900 Cyl, no Solenoid, NOVEC 1230, 770 lb | 50760.8 | 67681 | L3 | 770 | LB | US
CPY-900-00-2-0775 | CPY-900-00-2-0775 | 900 Cyl, no Solenoid, NOVEC 1230, 775 lb | 51003.86 | 68005 | L3 | 775 | LB | US
CPY-900-00-2-0780 | CPY-900-00-2-0780 | 900 Cyl, no Solenoid, NOVEC 1230, 780 lb | 51246.93 | 68329 | L3 | 780 | LB | US
CPY-900-00-2-0785 | CPY-900-00-2-0785 | 900 Cyl, no Solenoid, NOVEC 1230, 785 lb | 51489.99 | 68653 | L3 | 785 | LB | US
CPY-900-00-2-0790 | CPY-900-00-2-0790 | 900 Cyl, no Solenoid, NOVEC 1230, 790 lb | 51733.05 | 68977 | L3 | 790 | LB | US
CPY-900-00-2-0795 | CPY-900-00-2-0795 | 900 Cyl, no Solenoid, NOVEC 1230, 795 lb | 51976.12 | 69301 | L3 | 795 | LB | US
CPY-900-00-2-0800 | CPY-900-00-2-0800 | 900 Cyl, no Solenoid, NOVEC 1230, 800 lb | 52219.18 | 69626 | L3 | 800 | LB | US
CPY-900-00-2-0805 | CPY-900-00-2-0805 | 900 Cyl, no Solenoid, NOVEC 1230, 805 lb | 52462.25 | 69950 | L3 | 805 | LB | US
CPY-900-00-2-0810 | CPY-900-00-2-0810 | 900 Cyl, no Solenoid, NOVEC 1230, 810 lb | 52705.31 | 70274 | L3 | 810 | LB | US
CPY-900-00-2-0815 | CPY-900-00-2-0815 | 900 Cyl, no Solenoid, NOVEC 1230, 815 lb | 52948.38 | 70598 | L3 | 815 | LB | US
CPY-900-00-2-0820 | CPY-900-00-2-0820 | 900 Cyl, no Solenoid, NOVEC 1230, 820 lb | 53191.44 | 70922 | L3 | 820 | LB | US
CPY-900-00-2-0825 | CPY-900-00-2-0825 | 900 Cyl, no Solenoid, NOVEC 1230, 825 lb | 53434.5 | 71246 | L3 | 825 | LB | US
CPY-900-00-2-0830 | CPY-900-00-2-0830 | 900 Cyl, no Solenoid, NOVEC 1230, 830 lb | 53677.57 | 71570 | L3 | 830 | LB | US
CPY-900-00-2-0835 | CPY-900-00-2-0835 | 900 Cyl, no Solenoid, NOVEC 1230, 835 lb | 53920.63 | 71894 | L3 | 835 | LB | US
CPY-900-00-2-0840 | CPY-900-00-2-0840 | 900 Cyl, no Solenoid, NOVEC 1230, 840 lb | 54163.7 | 72218 | L3 | 840 | LB | US
CPY-900-00-2-0845 | CPY-900-00-2-0845 | 900 Cyl, no Solenoid, NOVEC 1230, 845 lb | 54406.76 | 72542 | L3 | 845 | LB | US
CPY-900-00-2-0850 | CPY-900-00-2-0850 | 900 Cyl, no Solenoid, NOVEC 1230, 850 lb | 54649.83 | 72866 | L3 | 850 | LB | US
CPY-900-00-2-0855 | CPY-900-00-2-0855 | 900 Cyl, no Solenoid, NOVEC 1230, 855 lb | 54892.88 | 73191 | L3 | 855 | LB | US
CPY-900-00-2-0860 | CPY-900-00-2-0860 | 900 Cyl, no Solenoid, NOVEC 1230, 860 lb | 55135.95 | 73515 | L3 | 860 | LB | US
CPY-900-00-2-0865 | CPY-900-00-2-0865 | 900 Cyl, no Solenoid, NOVEC 1230, 865 lb | 55379.02 | 73839 | L3 | 865 | LB | US
CPY-900-00-2-0870 | CPY-900-00-2-0870 | 900 Cyl, no Solenoid, NOVEC 1230, 870 lb | 55622.08 | 74163 | L3 | 870 | LB | US
CPY-900-00-2-0875 | CPY-900-00-2-0875 | 900 Cyl, no Solenoid, NOVEC 1230, 875 lb | 55865.14 | 74487 | L3 | 875 | LB | US
CPY-900-00-2-0880 | CPY-900-00-2-0880 | 900 Cyl, no Solenoid, NOVEC 1230, 880 lb | 56108.21 | 74811 | L3 | 880 | LB | US
CPY-900-00-2-0885 | CPY-900-00-2-0885 | 900 Cyl, no Solenoid, NOVEC 1230, 885 lb | 56351.28 | 75135 | L3 | 885 | LB | US
CPY-900-00-2-0890 | CPY-900-00-2-0890 | 900 Cyl, no Solenoid, NOVEC 1230, 890 lb | 56594.34 | 75459 | L3 | 890 | LB | US
CPY-900-00-2-0895 | CPY-900-00-2-0895 | 900 Cyl, no Solenoid, NOVEC 1230, 895 lb | 56837.4 | 75783 | L3 | 895 | LB | US
CPY-900-00-2-0900 | CPY-900-00-2-0900 | 900 Cyl, no Solenoid, NOVEC 1230, 900 lb | 57080.47 | 76107 | L3 | 900 | LB | US
CPY-1200 |  | 1200lb Systems
CPY-1200-00-2-0519 | CPY-1200-00-2-0519 | 1200 Cyl, no Solenoid, Novec 1230, 519lb | 41975.16 | 55967 | L3 | 519 | LB | US
CPY-1200-00-2-0520 | CPY-1200-00-2-0520 | 1200 Cyl, no Solenoid, Novec 1230, 520lb | 42023.77 | 56032 | L3 | 520 | LB | US
CPY-1200-00-2-0525 | CPY-1200-00-2-0525 | 1200 Cyl, no Solenoid, Novec 1230, 525lb | 42266.84 | 56356 | L3 | 525 | LB | US
CPY-1200-00-2-0530 | CPY-1200-00-2-0530 | 1200 Cyl, no Solenoid, Novec 1230, 530lb | 42509.9 | 56680 | L3 | 530 | LB | US
CPY-1200-00-2-0535 | CPY-1200-00-2-0535 | 1200 Cyl, no Solenoid, Novec 1230, 535lb | 42752.95 | 57004 | L3 | 535 | LB | US
CPY-1200-00-2-0540 | CPY-1200-00-2-0540 | 1200 Cyl, no Solenoid, Novec 1230, 540lb | 42996.02 | 57328 | L3 | 540 | LB | US
CPY-1200-00-2-0545 | CPY-1200-00-2-0545 | 1200 Cyl, no Solenoid, Novec 1230, 545lb | 43239.09 | 57652 | L3 | 545 | LB | US
CPY-1200-00-2-0550 | CPY-1200-00-2-0550 | 1200 Cyl, no Solenoid, Novec 1230, 550lb | 43482.15 | 57976 | L3 | 550 | LB | US
CPY-1200-00-2-0555 | CPY-1200-00-2-0555 | 1200 Cyl, no Solenoid, Novec 1230, 555lb | 43725.22 | 58300 | L3 | 555 | LB | US
CPY-1200-00-2-0560 | CPY-1200-00-2-0560 | 1200 Cyl, no Solenoid, Novec 1230, 560lb | 43968.28 | 58624 | L3 | 560 | LB | US
CPY-1200-00-2-0565 | CPY-1200-00-2-0565 | 1200 Cyl, no Solenoid, Novec 1230, 565lb | 44211.35 | 58948 | L3 | 565 | LB | US
CPY-1200-00-2-0570 | CPY-1200-00-2-0570 | 1200 Cyl, no Solenoid, Novec 1230, 570lb | 44454.4 | 59273 | L3 | 570 | LB | US
CPY-1200-00-2-0575 | CPY-1200-00-2-0575 | 1200 Cyl, no Solenoid, Novec 1230, 575lb | 44697.47 | 59597 | L3 | 575 | LB | US
CPY-1200-00-2-0580 | CPY-1200-00-2-0580 | 1200 Cyl, no Solenoid, Novec 1230, 580lb | 44940.54 | 59921 | L3 | 580 | LB | US
CPY-1200-00-2-0585 | CPY-1200-00-2-0585 | 1200 Cyl, no Solenoid, Novec 1230, 585lb | 45183.6 | 60245 | L3 | 585 | LB | US
CPY-1200-00-2-0590 | CPY-1200-00-2-0590 | 1200 Cyl, no Solenoid, Novec 1230, 590lb | 45426.67 | 60569 | L3 | 590 | LB | US
CPY-1200-00-2-0595 | CPY-1200-00-2-0595 | 1200 Cyl, no Solenoid, Novec 1230, 595lb | 45669.73 | 60893 | L3 | 595 | LB | US
CPY-1200-00-2-0600 | CPY-1200-00-2-0600 | 1200 Cyl, no Solenoid, Novec 1230, 600lb | 45912.8 | 61217 | L3 | 600 | LB | US
CPY-1200-00-2-0605 | CPY-1200-00-2-0605 | 1200 Cyl, no Solenoid, Novec 1230, 605lb | 46155.86 | 61541 | L3 | 605 | LB | US
CPY-1200-00-2-0610 | CPY-1200-00-2-0610 | 1200 Cyl, no Solenoid, Novec 1230, 610lb | 46398.92 | 61865 | L3 | 610 | LB | US
CPY-1200-00-2-0615 | CPY-1200-00-2-0615 | 1200 Cyl, no Solenoid, Novec 1230, 615lb | 46641.98 | 62189 | L3 | 615 | LB | US
CPY-1200-00-2-0620 | CPY-1200-00-2-0620 | 1200 Cyl, no Solenoid, Novec 1230, 620lb | 46885.05 | 62513 | L3 | 620 | LB | US
CPY-1200-00-2-0625 | CPY-1200-00-2-0625 | 1200 Cyl, no Solenoid, Novec 1230, 625lb | 47128.12 | 62837 | L3 | 625 | LB | US
CPY-1200-00-2-0630 | CPY-1200-00-2-0630 | 1200 Cyl, no Solenoid, Novec 1230, 630lb | 47371.18 | 63162 | L3 | 630 | LB | US
CPY-1200-00-2-0635 | CPY-1200-00-2-0635 | 1200 Cyl, no Solenoid, Novec 1230, 635lb | 47614.24 | 63486 | L3 | 635 | LB | US
CPY-1200-00-2-0640 | CPY-1200-00-2-0640 | 1200 Cyl, no Solenoid, Novec 1230, 640lb | 47857.31 | 63810 | L3 | 640 | LB | US
CPY-1200-00-2-0645 | CPY-1200-00-2-0645 | 1200 Cyl, no Solenoid, Novec 1230, 645lb | 48100.37 | 64134 | L3 | 645 | LB | US
CPY-1200-00-2-0650 | CPY-1200-00-2-0650 | 1200 Cyl, no Solenoid, Novec 1230, 650lb | 48343.43 | 64458 | L3 | 650 | LB | US
CPY-1200-00-2-0655 | CPY-1200-00-2-0655 | 1200 Cyl, no Solenoid, Novec 1230, 655lb | 48586.5 | 64782 | L3 | 655 | LB | US
CPY-1200-00-2-0660 | CPY-1200-00-2-0660 | 1200 Cyl, no Solenoid, Novec 1230, 660lb | 48829.57 | 65106 | L3 | 660 | LB | US
CPY-1200-00-2-0665 | CPY-1200-00-2-0665 | 1200 Cyl, no Solenoid, Novec 1230, 665lb | 49072.63 | 65430 | L3 | 665 | LB | US
CPY-1200-00-2-0670 | CPY-1200-00-2-0670 | 1200 Cyl, no Solenoid, Novec 1230, 670lb | 49315.69 | 65754 | L3 | 670 | LB | US
CPY-1200-00-2-0675 | CPY-1200-00-2-0675 | 1200 Cyl, no Solenoid, Novec 1230, 675lb | 49558.76 | 66078 | L3 | 675 | LB | US
CPY-1200-00-2-0680 | CPY-1200-00-2-0680 | 1200 Cyl, no Solenoid, Novec 1230, 680lb | 49801.82 | 66402 | L3 | 680 | LB | US
CPY-1200-00-2-0685 | CPY-1200-00-2-0685 | 1200 Cyl, no Solenoid, Novec 1230, 685lb | 50044.88 | 66727 | L3 | 685 | LB | US
CPY-1200-00-2-0690 | CPY-1200-00-2-0690 | 1200 Cyl, no Solenoid, Novec 1230, 690lb | 50287.94 | 67051 | L3 | 690 | LB | US
CPY-1200-00-2-0695 | CPY-1200-00-2-0695 | 1200 Cyl, no Solenoid, Novec 1230, 695lb | 50531.02 | 67375 | L3 | 695 | LB | US
CPY-1200-00-2-0700 | CPY-1200-00-2-0700 | 1200 Cyl, no Solenoid, Novec 1230, 700lb | 50774.08 | 67699 | L3 | 700 | LB | US
CPY-1200-00-2-0705 | CPY-1200-00-2-0705 | 1200 Cyl, no Solenoid, Novec 1230, 705lb | 51017.14 | 68023 | L3 | 705 | LB | US
CPY-1200-00-2-0710 | CPY-1200-00-2-0710 | 1200 Cyl, no Solenoid, Novec 1230, 710lb | 51260.2 | 68347 | L3 | 710 | LB | US
CPY-1200-00-2-0715 | CPY-1200-00-2-0715 | 1200 Cyl, no Solenoid, Novec 1230, 715lb | 51503.28 | 68671 | L3 | 715 | LB | US
CPY-1200-00-2-0720 | CPY-1200-00-2-0720 | 1200 Cyl, no Solenoid, Novec 1230, 720lb | 51746.33 | 68995 | L3 | 720 | LB | US
CPY-1200-00-2-0725 | CPY-1200-00-2-0725 | 1200 Cyl, no Solenoid, Novec 1230, 725lb | 51989.39 | 69319 | L3 | 725 | LB | US
CPY-1200-00-2-0730 | CPY-1200-00-2-0730 | 1200 Cyl, no Solenoid, Novec 1230, 730lb | 52232.47 | 69643 | L3 | 730 | LB | US
CPY-1200-00-2-0735 | CPY-1200-00-2-0735 | 1200 Cyl, no Solenoid, Novec 1230, 735lb | 52475.53 | 69967 | L3 | 735 | LB | US
CPY-1200-00-2-0740 | CPY-1200-00-2-0740 | 1200 Cyl, no Solenoid, Novec 1230, 740lb | 52718.59 | 70291 | L3 | 740 | LB | US
CPY-1200-00-2-0745 | CPY-1200-00-2-0745 | 1200 Cyl, no Solenoid, Novec 1230, 745lb | 52961.65 | 70616 | L3 | 745 | LB | US
CPY-1200-00-2-0750 | CPY-1200-00-2-0750 | 1200 Cyl, no Solenoid, Novec 1230, 750lb | 53204.73 | 70940 | L3 | 750 | LB | US
CPY-1200-00-2-0755 | CPY-1200-00-2-0755 | 1200 Cyl, no Solenoid, Novec 1230, 755lb | 53447.78 | 71264 | L3 | 755 | LB | US
CPY-1200-00-2-0760 | CPY-1200-00-2-0760 | 1200 Cyl, no Solenoid, Novec 1230, 760lb | 53690.84 | 71588 | L3 | 760 | LB | US
CPY-1200-00-2-0765 | CPY-1200-00-2-0765 | 1200 Cyl, no Solenoid, Novec 1230, 765lb | 53933.91 | 71912 | L3 | 765 | LB | US
CPY-1200-00-2-0770 | CPY-1200-00-2-0770 | 1200 Cyl, no Solenoid, Novec 1230, 770lb | 54176.98 | 72236 | L3 | 770 | LB | US
CPY-1200-00-2-0775 | CPY-1200-00-2-0775 | 1200 Cyl, no Solenoid, Novec 1230, 775lb | 54420.04 | 72560 | L3 | 775 | LB | US
CPY-1200-00-2-0780 | CPY-1200-00-2-0780 | 1200 Cyl, no Solenoid, Novec 1230, 780lb | 54663.1 | 72884 | L3 | 780 | LB | US
CPY-1200-00-2-0785 | CPY-1200-00-2-0785 | 1200 Cyl, no Solenoid, Novec 1230, 785lb | 54906.17 | 73208 | L3 | 785 | LB | US
CPY-1200-00-2-0790 | CPY-1200-00-2-0790 | 1200 Cyl, no Solenoid, Novec 1230, 790lb | 55149.23 | 73532 | L3 | 790 | LB | US
CPY-1200-00-2-0795 | CPY-1200-00-2-0795 | 1200 Cyl, no Solenoid, Novec 1230, 795lb | 55392.29 | 73856 | L3 | 795 | LB | US
CPY-1200-00-2-0800 | CPY-1200-00-2-0800 | 1200 Cyl, no Solenoid, Novec 1230, 800lb | 55635.36 | 74180 | L3 | 800 | LB | US
CPY-1200-00-2-0805 | CPY-1200-00-2-0805 | 1200 Cyl, no Solenoid, Novec 1230, 805lb | 55878.42 | 74505 | L3 | 805 | LB | US
CPY-1200-00-2-0810 | CPY-1200-00-2-0810 | 1200 Cyl, no Solenoid, Novec 1230, 810lb | 56121.49 | 74829 | L3 | 810 | LB | US
CPY-1200-00-2-0815 | CPY-1200-00-2-0815 | 1200 Cyl, no Solenoid, Novec 1230, 815lb | 56364.55 | 75153 | L3 | 815 | LB | US
CPY-1200-00-2-0820 | CPY-1200-00-2-0820 | 1200 Cyl, no Solenoid, Novec 1230, 820lb | 56607.62 | 75477 | L3 | 820 | LB | US
CPY-1200-00-2-0825 | CPY-1200-00-2-0825 | 1200 Cyl, no Solenoid, Novec 1230, 825lb | 56850.68 | 75801 | L3 | 825 | LB | US
CPY-1200-00-2-0830 | CPY-1200-00-2-0830 | 1200 Cyl, no Solenoid, Novec 1230, 830lb | 57093.74 | 76125 | L3 | 830 | LB | US
CPY-1200-00-2-0835 | CPY-1200-00-2-0835 | 1200 Cyl, no Solenoid, Novec 1230, 835lb | 57336.81 | 76449 | L3 | 835 | LB | US
CPY-1200-00-2-0840 | CPY-1200-00-2-0840 | 1200 Cyl, no Solenoid, Novec 1230, 840lb | 57579.87 | 76773 | L3 | 840 | LB | US
CPY-1200-00-2-0845 | CPY-1200-00-2-0845 | 1200 Cyl, no Solenoid, Novec 1230, 845lb | 57822.94 | 77097 | L3 | 845 | LB | US
CPY-1200-00-2-0850 | CPY-1200-00-2-0850 | 1200 Cyl, no Solenoid, Novec 1230, 850lb | 58066 | 77421 | L3 | 850 | LB | US
CPY-1200-00-2-0855 | CPY-1200-00-2-0855 | 1200 Cyl, no Solenoid, Novec 1230, 855lb | 58309.07 | 77745 | L3 | 855 | LB | US
CPY-1200-00-2-0860 | CPY-1200-00-2-0860 | 1200 Cyl, no Solenoid, Novec 1230, 860lb | 58552.12 | 78069 | L3 | 860 | LB | US
CPY-1200-00-2-0865 | CPY-1200-00-2-0865 | 1200 Cyl, no Solenoid, Novec 1230, 865lb | 58795.19 | 78394 | L3 | 865 | LB | US
CPY-1200-00-2-0870 | CPY-1200-00-2-0870 | 1200 Cyl, no Solenoid, Novec 1230, 870lb | 59038.26 | 78718 | L3 | 870 | LB | US
CPY-1200-00-2-0875 | CPY-1200-00-2-0875 | 1200 Cyl, no Solenoid, Novec 1230, 875lb | 59281.32 | 79042 | L3 | 875 | LB | US
CPY-1200-00-2-0880 | CPY-1200-00-2-0880 | 1200 Cyl, no Solenoid, Novec 1230, 880lb | 59524.38 | 79366 | L3 | 880 | LB | US
CPY-1200-00-2-0885 | CPY-1200-00-2-0885 | 1200 Cyl, no Solenoid, Novec 1230, 885lb | 59767.45 | 79690 | L3 | 885 | LB | US
CPY-1200-00-2-0890 | CPY-1200-00-2-0890 | 1200 Cyl, no Solenoid, Novec 1230, 890lb | 60010.52 | 80014 | L3 | 890 | LB | US
CPY-1200-00-2-0895 | CPY-1200-00-2-0895 | 1200 Cyl, no Solenoid, Novec 1230, 895lb | 60253.58 | 80338 | L3 | 895 | LB | US
CPY-1200-00-2-0900 | CPY-1200-00-2-0900 | 1200 Cyl, no Solenoid, Novec 1230, 900lb | 60496.64 | 80662 | L3 | 900 | LB | US
CPY-1200-00-2-0905 | CPY-1200-00-2-0905 | 1200 Cyl, no Solenoid, Novec 1230, 905lb | 60739.71 | 80986 | L3 | 905 | LB | US
CPY-1200-00-2-0910 | CPY-1200-00-2-0910 | 1200 Cyl, no Solenoid, Novec 1230, 910lb | 60982.77 | 81310 | L3 | 910 | LB | US
CPY-1200-00-2-0915 | CPY-1200-00-2-0915 | 1200 Cyl, no Solenoid, Novec 1230, 915lb | 61225.83 | 81634 | L3 | 915 | LB | US
CPY-1200-00-2-0920 | CPY-1200-00-2-0920 | 1200 Cyl, no Solenoid, Novec 1230, 920lb | 61468.9 | 81959 | L3 | 920 | LB | US
CPY-1200-00-2-0925 | CPY-1200-00-2-0925 | 1200 Cyl, no Solenoid, Novec 1230, 925lb | 61711.97 | 82283 | L3 | 925 | LB | US
CPY-1200-00-2-0930 | CPY-1200-00-2-0930 | 1200 Cyl, no Solenoid, Novec 1230, 930lb | 61955.03 | 82607 | L3 | 930 | LB | US
CPY-1200-00-2-0935 | CPY-1200-00-2-0935 | 1200 Cyl, no Solenoid, Novec 1230, 935lb | 62198.08 | 82931 | L3 | 935 | LB | US
CPY-1200-00-2-0940 | CPY-1200-00-2-0940 | 1200 Cyl, no Solenoid, Novec 1230, 940lb | 62441.16 | 83255 | L3 | 940 | LB | US
CPY-1200-00-2-0945 | CPY-1200-00-2-0945 | 1200 Cyl, no Solenoid, Novec 1230, 945lb | 62684.22 | 83579 | L3 | 945 | LB | US
CPY-1200-00-2-0950 | CPY-1200-00-2-0950 | 1200 Cyl, no Solenoid, Novec 1230, 950lb | 62927.28 | 83903 | L3 | 950 | LB | US
CPY-1200-00-2-0955 | CPY-1200-00-2-0955 | 1200 Cyl, no Solenoid, Novec 1230, 955lb | 63170.34 | 84227 | L3 | 955 | LB | US
CPY-1200-00-2-0960 | CPY-1200-00-2-0960 | 1200 Cyl, no Solenoid, Novec 1230, 960lb | 63413.42 | 84551 | L3 | 960 | LB | US
CPY-1200-00-2-0965 | CPY-1200-00-2-0965 | 1200 Cyl, no Solenoid, Novec 1230, 965lb | 63656.48 | 84875 | L3 | 965 | LB | US
CPY-1200-00-2-0970 | CPY-1200-00-2-0970 | 1200 Cyl, no Solenoid, Novec 1230, 970lb | 63899.53 | 85199 | L3 | 970 | LB | US
CPY-1200-00-2-0975 | CPY-1200-00-2-0975 | 1200 Cyl, no Solenoid, Novec 1230, 975lb | 64142.61 | 85523 | L3 | 975 | LB | US
CPY-1200-00-2-0980 | CPY-1200-00-2-0980 | 1200 Cyl, no Solenoid, Novec 1230, 980lb | 64385.67 | 85848 | L3 | 980 | LB | US
CPY-1200-00-2-0985 | CPY-1200-00-2-0985 | 1200 Cyl, no Solenoid, Novec 1230, 985lb | 64628.73 | 86172 | L3 | 985 | LB | US
CPY-1200-00-2-0990 | CPY-1200-00-2-0990 | 1200 Cyl, no Solenoid, Novec 1230, 990lb | 64871.79 | 86496 | L3 | 990 | LB | US
CPY-1200-00-2-0995 | CPY-1200-00-2-0995 | 1200 Cyl, no Solenoid, Novec 1230, 995lb | 65114.87 | 86820 | L3 | 995 | LB | US
CPY-1200-00-2-1000 | CPY-1200-00-2-1000 | 1200 Cyl, no Solenoid, Novec 1230, 1000lb | 65357.93 | 87144 | L3 | 1000 | LB | US
CPY-1200-00-2-1005 | CPY-1200-00-2-1005 | 1200 Cyl, no Solenoid, Novec 1230, 1005lb | 65600.98 | 87468 | L3 | 1005 | LB | US
CPY-1200-00-2-1010 | CPY-1200-00-2-1010 | 1200 Cyl, no Solenoid, Novec 1230, 1010lb | 65844.05 | 87792 | L3 | 1010 | LB | US
CPY-1200-00-2-1015 | CPY-1200-00-2-1015 | 1200 Cyl, no Solenoid, Novec 1230, 1015lb | 66087.12 | 88116 | L3 | 1015 | LB | US
CPY-1200-00-2-1020 | CPY-1200-00-2-1020 | 1200 Cyl, no Solenoid, Novec 1230, 1020lb | 66330.18 | 88440 | L3 | 1020 | LB | US
CPY-1200-00-2-1025 | CPY-1200-00-2-1025 | 1200 Cyl, no Solenoid, Novec 1230, 1025lb | 66573.24 | 88764 | L3 | 1025 | LB | US
CPY-1200-00-2-1030 | CPY-1200-00-2-1030 | 1200 Cyl, no Solenoid, Novec 1230, 1030lb | 66816.31 | 89088 | L3 | 1030 | LB | US
CPY-1200-00-2-1035 | CPY-1200-00-2-1035 | 1200 Cyl, no Solenoid, Novec 1230, 1035lb | 67059.38 | 89413 | L3 | 1035 | LB | US
CPY-1200-00-2-1040 | CPY-1200-00-2-1040 | 1200 Cyl, no Solenoid, Novec 1230, 1040lb | 67302.44 | 89737 | L3 | 1040 | LB | US
CPY-1200-00-2-1045 | CPY-1200-00-2-1045 | 1200 Cyl, no Solenoid, Novec 1230, 1045lb | 67545.5 | 90061 | L3 | 1045 | LB | US
CPY-1200-00-2-1050 | CPY-1200-00-2-1050 | 1200 Cyl, no Solenoid, Novec 1230, 1050lb | 67788.57 | 90385 | L3 | 1050 | LB | US
CPY-1200-00-2-1055 | CPY-1200-00-2-1055 | 1200 Cyl, no Solenoid, Novec 1230, 1055lb | 68031.63 | 90709 | L3 | 1055 | LB | US
CPY-1200-00-2-1060 | CPY-1200-00-2-1060 | 1200 Cyl, no Solenoid, Novec 1230, 1060lb | 68274.69 | 91033 | L3 | 1060 | LB | US
CPY-1200-00-2-1065 | CPY-1200-00-2-1065 | 1200 Cyl, no Solenoid, Novec 1230, 1065lb | 68517.76 | 91357 | L3 | 1065 | LB | US
CPY-1200-00-2-1070 | CPY-1200-00-2-1070 | 1200 Cyl, no Solenoid, Novec 1230, 1070lb | 68760.83 | 91681 | L3 | 1070 | LB | US
CPY-1200-00-2-1075 | CPY-1200-00-2-1075 | 1200 Cyl, no Solenoid, Novec 1230, 1075lb | 69003.89 | 92005 | L3 | 1075 | LB | US
CPY-1200-00-2-1080 | CPY-1200-00-2-1080 | 1200 Cyl, no Solenoid, Novec 1230, 1080lb | 69246.95 | 92329 | L3 | 1080 | LB | US
CPY-1200-00-2-1085 | CPY-1200-00-2-1085 | 1200 Cyl, no Solenoid, Novec 1230, 1085lb | 69490.01 | 92653 | L3 | 1085 | LB | US
CPY-1200-00-2-1090 | CPY-1200-00-2-1090 | 1200 Cyl, no Solenoid, Novec 1230, 1090lb | 69733.08 | 92977 | L3 | 1090 | LB | US
CPY-1200-00-2-1095 | CPY-1200-00-2-1095 | 1200 Cyl, no Solenoid, Novec 1230, 1095lb | 69976.14 | 93302 | L3 | 1095 | LB | US
CPY-1200-00-2-1100 | CPY-1200-00-2-1100 | 1200 Cyl, no Solenoid, Novec 1230, 1100lb | 70219.21 | 93626 | L3 | 1100 | LB | US
CPY-1200-00-2-1105 | CPY-1200-00-2-1105 | 1200 Cyl, no Solenoid, Novec 1230, 1105lb | 70462.27 | 93950 | L3 | 1105 | LB | US
CPY-1200-00-2-1110 | CPY-1200-00-2-1110 | 1200 Cyl, no Solenoid, Novec 1230, 1110lb | 70705.34 | 94274 | L3 | 1110 | LB | US
CPY-1200-00-2-1115 | CPY-1200-00-2-1115 | 1200 Cyl, no Solenoid, Novec 1230, 1115lb | 70948.4 | 94598 | L3 | 1115 | LB | US
CPY-1200-00-2-1120 | CPY-1200-00-2-1120 | 1200 Cyl, no Solenoid, Novec 1230, 1120lb | 71191.46 | 94922 | L3 | 1120 | LB | US
CPY-1200-00-2-1125 | CPY-1200-00-2-1125 | 1200 Cyl, no Solenoid, Novec 1230, 1125lb | 71434.52 | 95246 | L3 | 1125 | LB | US
CPY-1200-00-2-1130 | CPY-1200-00-2-1130 | 1200 Cyl, no Solenoid, Novec 1230, 1130lb | 71677.59 | 95570 | L3 | 1130 | LB | US
CPY-1200-00-2-1135 | CPY-1200-00-2-1135 | 1200 Cyl, no Solenoid, Novec 1230, 1135lb | 71920.66 | 95894 | L3 | 1135 | LB | US
CPY-1200-00-2-1140 | CPY-1200-00-2-1140 | 1200 Cyl, no Solenoid, Novec 1230, 1140lb | 72163.72 | 96218 | L3 | 1140 | LB | US
CPY-1200-00-2-1145 | CPY-1200-00-2-1145 | 1200 Cyl, no Solenoid, Novec 1230, 1145lb | 72406.79 | 96542 | L3 | 1145 | LB | US
CPY-1200-00-2-1150 | CPY-1200-00-2-1150 | 1200 Cyl, no Solenoid, Novec 1230, 1150lb | 72649.86 | 96866 | L3 | 1150 | LB | US
CPY-1200-00-2-1155 | CPY-1200-00-2-1155 | 1200 Cyl, no Solenoid, Novec 1230, 1155lb | 72892.91 | 97191 | L3 | 1155 | LB | US
CPY-1200-00-2-1160 | CPY-1200-00-2-1160 | 1200 Cyl, no Solenoid, Novec 1230, 1160lb | 73135.97 | 97515 | L3 | 1160 | LB | US
CPY-1200-00-2-1165 | CPY-1200-00-2-1165 | 1200 Cyl, no Solenoid, Novec 1230, 1165lb | 73379.04 | 97839 | L3 | 1165 | LB | US
CPY-1200-00-2-1170 | CPY-1200-00-2-1170 | 1200 Cyl, no Solenoid, Novec 1230, 1170lb | 73622.11 | 98163 | L3 | 1170 | LB | US
CPY-1200-00-2-1175 | CPY-1200-00-2-1175 | 1200 Cyl, no Solenoid, Novec 1230, 1175lb | 73865.17 | 98487 | L3 | 1175 | LB | US
CPY-1200-00-2-1180 | CPY-1200-00-2-1180 | 1200 Cyl, no Solenoid, Novec 1230, 1180lb | 74108.23 | 98811 | L3 | 1180 | LB | US
CPY-1200-00-2-1185 | CPY-1200-00-2-1185 | 1200 Cyl, no Solenoid, Novec 1230, 1185lb | 74351.31 | 99135 | L3 | 1185 | LB | US
CPY-1200-00-2-1190 | CPY-1200-00-2-1190 | 1200 Cyl, no Solenoid, Novec 1230, 1190lb | 74594.36 | 99459 | L3 | 1190 | LB | US
CPY-1200-00-2-1195 | CPY-1200-00-2-1195 | 1200 Cyl, no Solenoid, Novec 1230, 1195lb | 74837.42 | 99783 | L3 | 1195 | LB | US
CPY-1200-00-2-1200 | CPY-1200-00-2-1200 | 1200 Cyl, no Solenoid, Novec 1230, 1200lb | 75080.48 | 100107 | L3 | 1200 | LB | US
1/2" Sidewall Nozzle |  | Sidewall Nozzles
CPYEN2-1-0.0551 | CPYEN2-1-0.0551 | 1/2" 180 Degree Nozzle Drill 0.0551 > Novec 1230 | 213.67 | 285 | L3 | 1 | LB | US
CPYEN2-1-0.0591 | CPYEN2-1-0.0591 | 1/2" 180 Degree Nozzle Drill 0.0591 > Novec 1230 | 213.67 | 285 | L3 | 1 | LB | US
CPYEN2-1-0.0630 | CPYEN2-1-0.0630 | 1/2" 180 Degree Nozzle Drill 0.0630 > Novec 1230 | 213.67 | 285 | L3 | 1 | LB | US
CPYEN2-1-0.0669 | CPYEN2-1-0.0669 | 1/2" 180 Degree Nozzle Drill 0.0669 > Novec 1230 | 213.67 | 285 | L3 | 1 | LB | US
CPYEN2-1-0.0709 | CPYEN2-1-0.0709 | 1/2" 180 Degree Nozzle Drill 0.0709 > Novec 1230 | 213.67 | 285 | L3 | 1 | LB | US
CPYEN2-1-0.0748 | CPYEN2-1-0.0748 | 1/2" 180 Degree Nozzle Drill 0.0748 > Novec 1230 | 213.67 | 285 | L3 | 1 | LB | US
CPYEN2-1-0.0787 | CPYEN2-1-0.0787 | 1/2" 180 Degree Nozzle Drill 0.0787 > Novec 1230 | 213.67 | 285 | L3 | 1 | LB | US
CPYEN2-1-0.0827 | CPYEN2-1-0.0827 | 1/2" 180 Degree Nozzle Drill 0.0827 > Novec 1230 | 213.67 | 285 | L3 | 1 | LB | US
CPYEN2-1-0.0866 | CPYEN2-1-0.0866 | 1/2" 180 Degree Nozzle Drill 0.0866 > Novec 1230 | 213.67 | 285 | L3 | 1 | LB | US
CPYEN2-1-0.0906 | CPYEN2-1-0.0906 | 1/2" 180 Degree Nozzle Drill 0.0906 > Novec 1230 | 213.67 | 285 | L3 | 1 | LB | US
CPYEN2-1-0.0945 | CPYEN2-1-0.0945 | 1/2" 180 Degree Nozzle Drill 0.0945 > Novec 1230 | 213.67 | 285 | L3 | 1 | LB | US
CPYEN2-1-0.0984 | CPYEN2-1-0.0984 | 1/2" 180 Degree Nozzle Drill 0.0984 > Novec 1230 | 213.67 | 285 | L3 | 1 | LB | US
CPYEN2-1-0.1024 | CPYEN2-1-0.1024 | 1/2" 180 Degree Nozzle Drill 0.1024 > Novec 1230 | 213.67 | 285 | L3 | 1 | LB | US
CPYEN2-1-0.1063 | CPYEN2-1-0.1063 | 1/2" 180 Degree Nozzle Drill 0.1063 > Novec 1230 | 213.67 | 285 | L3 | 1 | LB | US
CPYEN2-1-0.1102 | CPYEN2-1-0.1102 | 1/2" 180 Degree Nozzle Drill 0.1102 > Novec 1230 | 213.67 | 285 | L3 | 1 | LB | US
CPYEN2-1-0.1142 | CPYEN2-1-0.1142 | 1/2" 180 Degree Nozzle Drill 0.1142 > Novec 1230 | 213.67 | 285 | L3 | 1 | LB | US
CPYEN2-1-0.1181 | CPYEN2-1-0.1181 | 1/2" 180 Degree Nozzle Drill 0.1181 > Novec 1230 | 213.67 | 285 | L3 | 1 | LB | US
CPYEN2-1-0.1220 | CPYEN2-1-0.1220 | 1/2" 180 Degree Nozzle Drill 0.1220 > Novec 1230 | 213.67 | 285 | L3 | 1 | LB | US
CPYEN2-1-0.1260 | CPYEN2-1-0.1260 | 1/2" 180 Degree Nozzle Drill 0.1260 > Novec 1230 | 213.67 | 285 | L3 | 1 | LB | US
CPYEN2-1-0.1299 | CPYEN2-1-0.1299 | 1/2" 180 Degree Nozzle Drill 0.1299 > Novec 1230 | 213.67 | 285 | L3 | 1 | LB | US
CPYEN2-1-0.1339 | CPYEN2-1-0.1339 | 1/2" 180 Degree Nozzle Drill 0.1339 > Novec 1230 | 213.67 | 285 | L3 | 1 | LB | US
CPYEN2-1-0.1378 | CPYEN2-1-0.1378 | 1/2" 180 Degree Nozzle Drill 0.1378 > Novec 1230 | 213.67 | 285 | L3 | 1 | LB | US
CPYEN2-1-0.1417 | CPYEN2-1-0.1417 | 1/2" 180 Degree Nozzle Drill 0.1417 > Novec 1230 | 213.67 | 285 | L3 | 1 | LB | US
CPYEN2-1-0.1457 | CPYEN2-1-0.1457 | 1/2" 180 Degree Nozzle Drill 0.1457 > Novec 1230 | 213.67 | 285 | L3 | 1 | LB | US
CPYEN2-1-0.1496 | CPYEN2-1-0.1496 | 1/2" 180 Degree Nozzle Drill 0.1496 > Novec 1230 | 213.67 | 285 | L3 | 1 | LB | US
CPYEN2-1-0.1535 | CPYEN2-1-0.1535 | 1/2" 180 Degree Nozzle Drill 0.1535 > Novec 1230 | 213.67 | 285 | L3 | 1 | LB | US
1/2" Central Nozzle |  | Central Nozzles
CPYEN2-2-0.0512 | CPYEN2-2-0.0512 | 1/2" 360 Degree Nozzle Drill 0.0512 > Novec 1230 | 213.67 | 285 | L3 | 1 | LB | US
CPYEN2-2-0.0551 | CPYEN2-2-0.0551 | 1/2" 360 Degree Nozzle Drill 0.0551 > Novec 1230 | 213.67 | 285 | L3 | 1 | LB | US
CPYEN2-2-0.0591 | CPYEN2-2-0.0591 | 1/2" 360 Degree Nozzle Drill 0.0591 > Novec 1230 | 213.67 | 285 | L3 | 1 | LB | US
CPYEN2-2-0.0630 | CPYEN2-2-0.0630 | 1/2" 360 Degree Nozzle Drill 0.0630 > Novec 1230 | 213.67 | 285 | L3 | 1 | LB | US
CPYEN2-2-0.0669 | CPYEN2-2-0.0669 | 1/2" 360 Degree Nozzle Drill 0.0669 > Novec 1230 | 213.67 | 285 | L3 | 1 | LB | US
CPYEN2-2-0.0709 | CPYEN2-2-0.0709 | 1/2" 360 Degree Nozzle Drill 0.0709 > Novec 1230 | 213.67 | 285 | L3 | 1 | LB | US
CPYEN2-2-0.0748 | CPYEN2-2-0.0748 | 1/2" 360 Degree Nozzle Drill 0.0748 > Novec 1230 | 213.67 | 285 | L3 | 1 | LB | US
CPYEN2-2-0.0787 | CPYEN2-2-0.0787 | 1/2" 360 Degree Nozzle Drill 0.0787 > Novec 1230 | 213.67 | 285 | L3 | 1 | LB | US
CPYEN2-2-0.0827 | CPYEN2-2-0.0827 | 1/2" 360 Degree Nozzle Drill 0.0827 > Novec 1230 | 213.67 | 285 | L3 | 1 | LB | US
CPYEN2-2-0.0866 | CPYEN2-2-0.0866 | 1/2" 360 Degree Nozzle Drill 0.0866 > Novec 1230 | 213.67 | 285 | L3 | 1 | LB | US
CPYEN2-2-0.0906 | CPYEN2-2-0.0906 | 1/2" 360 Degree Nozzle Drill 0.0906 > Novec 1230 | 213.67 | 285 | L3 | 1 | LB | US
CPYEN2-2-0.0945 | CPYEN2-2-0.0945 | 1/2" 360 Degree Nozzle Drill 0.0945 > Novec 1230 | 213.67 | 285 | L3 | 1 | LB | US
CPYEN2-2-0.0984 | CPYEN2-2-0.0984 | 1/2" 360 Degree Nozzle Drill 0.0984 > Novec 1230 | 213.67 | 285 | L3 | 1 | LB | US
CPYEN2-2-0.1024 | CPYEN2-2-0.1024 | 1/2" 360 Degree Nozzle Drill 0.1024 > Novec 1230 | 213.67 | 285 | L3 | 1 | LB | US
CPYEN2-2-0.1063 | CPYEN2-2-0.1063 | 1/2" 360 Degree Nozzle Drill 0.1063 > Novec 1230 | 213.67 | 285 | L3 | 1 | LB | US
CPYEN2-2-0.1102 | CPYEN2-2-0.1102 | 1/2" 360 Degree Nozzle Drill 0.1102 > Novec 1230 | 213.67 | 285 | L3 | 1 | LB | US
CPYEN2-2-0.1142 | CPYEN2-2-0.1142 | 1/2" 360 Degree Nozzle Drill 0.1142 > Novec 1230 | 213.67 | 285 | L3 | 1 | LB | US
CPYEN2-2-0.1181 | CPYEN2-2-0.1181 | 1/2" 360 Degree Nozzle Drill 0.1181 > Novec 1230 | 213.67 | 285 | L3 | 1 | LB | US
CPYEN2-2-0.1220 | CPYEN2-2-0.1220 | 1/2" 360 Degree Nozzle Drill 0.1220 > Novec 1230 | 213.67 | 285 | L3 | 1 | LB | US
CPYEN2-2-0.1260 | CPYEN2-2-0.1260 | 1/2" 360 Degree Nozzle Drill 0.1260 > Novec 1230 | 213.67 | 285 | L3 | 1 | LB | US
CPYEN2-2-0.1299 | CPYEN2-2-0.1299 | 1/2" 360 Degree Nozzle Drill 0.1299 > Novec 1230 | 213.67 | 285 | L3 | 1 | LB | US
CPYEN2-2-0.1339 | CPYEN2-2-0.1339 | 1/2" 360 Degree Nozzle Drill 0.1339 > Novec 1230 | 213.67 | 285 | L3 | 1 | LB | US
CPYEN2-2-0.1378 | CPYEN2-2-0.1378 | 1/2" 360 Degree Nozzle Drill 0.1378 > Novec 1230 | 213.67 | 285 | L3 | 1 | LB | US
3/4" Sidewall Nozzle |  | Sidewall Nozzles
CPYEN2-3-0.1024 | CPYEN2-3-0.1024 | 3/4" 180 Degree Nozzle Drill 0.1024 > Novec 1230 | 213.67 | 285 | L3 | 1 | LB | US
CPYEN2-3-0.1063 | CPYEN2-3-0.1063 | 3/4" 180 Degree Nozzle Drill 0.1063 > Novec 1230 | 213.67 | 285 | L3 | 1 | LB | US
CPYEN2-3-0.1102 | CPYEN2-3-0.1102 | 3/4" 180 Degree Nozzle Drill 0.1102 > Novec 1230 | 213.67 | 285 | L3 | 1 | LB | US
CPYEN2-3-0.1142 | CPYEN2-3-0.1142 | 3/4" 180 Degree Nozzle Drill 0.1142 > Novec 1230 | 213.67 | 285 | L3 | 1 | LB | US
CPYEN2-3-0.1181 | CPYEN2-3-0.1181 | 3/4" 180 Degree Nozzle Drill 0.1181 > Novec 1230 | 213.67 | 285 | L3 | 1 | LB | US
CPYEN2-3-0.1220 | CPYEN2-3-0.1220 | 3/4" 180 Degree Nozzle Drill 0.1220 > Novec 1230 | 213.67 | 285 | L3 | 1 | LB | US
CPYEN2-3-0.1260 | CPYEN2-3-0.1260 | 3/4" 180 Degree Nozzle Drill 0.1260 > Novec 1230 | 213.67 | 285 | L3 | 1 | LB | US
CPYEN2-3-0.1299 | CPYEN2-3-0.1299 | 3/4" 180 Degree Nozzle Drill 0.1299 > Novec 1230 | 213.67 | 285 | L3 | 1 | LB | US
CPYEN2-3-0.1339 | CPYEN2-3-0.1339 | 3/4" 180 Degree Nozzle Drill 0.1339 > Novec 1230 | 213.67 | 285 | L3 | 1 | LB | US
CPYEN2-3-0.1378 | CPYEN2-3-0.1378 | 3/4" 180 Degree Nozzle Drill 0.1378 > Novec 1230 | 213.67 | 285 | L3 | 1 | LB | US
CPYEN2-3-0.1417 | CPYEN2-3-0.1417 | 3/4" 180 Degree Nozzle Drill 0.1417 > Novec 1230 | 213.67 | 285 | L3 | 1 | LB | US
CPYEN2-3-0.1457 | CPYEN2-3-0.1457 | 3/4" 180 Degree Nozzle Drill 0.1457 > Novec 1230 | 213.67 | 285 | L3 | 1 | LB | US
CPYEN2-3-0.1496 | CPYEN2-3-0.1496 | 3/4" 180 Degree Nozzle Drill 0.1496 > Novec 1230 | 213.67 | 285 | L3 | 1 | LB | US
CPYEN2-3-0.1535 | CPYEN2-3-0.1535 | 3/4" 180 Degree Nozzle Drill 0.1535 > Novec 1230 | 213.67 | 285 | L3 | 1 | LB | US
CPYEN2-3-0.1575 | CPYEN2-3-0.1575 | 3/4" 180 Degree Nozzle Drill 0.1575 > Novec 1230 | 213.67 | 285 | L3 | 1 | LB | US
CPYEN2-3-0.1614 | CPYEN2-3-0.1614 | 3/4" 180 Degree Nozzle Drill 0.1614 > Novec 1230 | 213.67 | 285 | L3 | 1 | LB | US
CPYEN2-3-0.1654 | CPYEN2-3-0.1654 | 3/4" 180 Degree Nozzle Drill 0.1654 > Novec 1230 | 213.67 | 285 | L3 | 1 | LB | US
CPYEN2-3-0.1693 | CPYEN2-3-0.1693 | 3/4" 180 Degree Nozzle Drill 0.1693 > Novec 1230 | 213.67 | 285 | L3 | 1 | LB | US
CPYEN2-3-0.1732 | CPYEN2-3-0.1732 | 3/4" 180 Degree Nozzle Drill 0.1732 > Novec 1230 | 213.67 | 285 | L3 | 1 | LB | US
CPYEN2-3-0.1772 | CPYEN2-3-0.1772 | 3/4" 180 Degree Nozzle Drill 0.1772 > Novec 1230 | 213.67 | 285 | L3 | 1 | LB | US
CPYEN2-3-0.1811 | CPYEN2-3-0.1811 | 3/4" 180 Degree Nozzle Drill 0.1811 > Novec 1230 | 213.67 | 285 | L3 | 1 | LB | US
CPYEN2-3-0.1850 | CPYEN2-3-0.1850 | 3/4" 180 Degree Nozzle Drill 0.1850 > Novec 1230 | 213.67 | 285 | L3 | 1 | LB | US
CPYEN2-3-0.1890 | CPYEN2-3-0.1890 | 3/4" 180 Degree Nozzle Drill 0.1890 > Novec 1230 | 213.67 | 285 | L3 | 1 | LB | US
CPYEN2-3-0.1929 | CPYEN2-3-0.1929 | 3/4" 180 Degree Nozzle Drill 0.1929 > Novec 1230 | 213.67 | 285 | L3 | 1 | LB | US
CPYEN2-3-0.1969 | CPYEN2-3-0.1969 | 3/4" 180 Degree Nozzle Drill 0.1969 > Novec 1230 | 213.67 | 285 | L3 | 1 | LB | US
CPYEN2-3-0.2008 | CPYEN2-3-0.2008 | 3/4" 180 Degree Nozzle Drill 0.2008 > Novec 1230 | 213.67 | 285 | L3 | 1 | LB | US
CPYEN2-3-0.2047 | CPYEN2-3-0.2047 | 3/4" 180 Degree Nozzle Drill 0.2047 > Novec 1230 | 213.67 | 285 | L3 | 1 | LB | US
3/4" Central Nozzle |  | Central Nozzles
CPYEN2-4-0.0945 | CPYEN2-4-0.0945 | 3/4" 360 Degree Nozzle Drill 0.0945 > Novec 1230 | 213.67 | 285 | L3 | 1 | LB | US
CPYEN2-4-0.0984 | CPYEN2-4-0.0984 | 3/4" 360 Degree Nozzle Drill 0.0984 > Novec 1230 | 213.67 | 285 | L3 | 1 | LB | US
CPYEN2-4-0.1024 | CPYEN2-4-0.1024 | 3/4" 360 Degree Nozzle Drill 0.1024 > Novec 1230 | 213.67 | 285 | L3 | 1 | LB | US
CPYEN2-4-0.1063 | CPYEN2-4-0.1063 | 3/4" 360 Degree Nozzle Drill 0.1063 > Novec 1230 | 213.67 | 285 | L3 | 1 | LB | US
CPYEN2-4-0.1102 | CPYEN2-4-0.1102 | 3/4" 360 Degree Nozzle Drill 0.1102 > Novec 1230 | 213.67 | 285 | L3 | 1 | LB | US
CPYEN2-4-0.1142 | CPYEN2-4-0.1142 | 3/4" 360 Degree Nozzle Drill 0.1142 > Novec 1230 | 213.67 | 285 | L3 | 1 | LB | US
CPYEN2-4-0.1181 | CPYEN2-4-0.1181 | 3/4" 360 Degree Nozzle Drill 0.1181 > Novec 1230 | 213.67 | 285 | L3 | 1 | LB | US
CPYEN2-4-0.1220 | CPYEN2-4-0.1220 | 3/4" 360 Degree Nozzle Drill 0.1220 > Novec 1230 | 213.67 | 285 | L3 | 1 | LB | US
CPYEN2-4-0.1260 | CPYEN2-4-0.1260 | 3/4" 360 Degree Nozzle Drill 0.1260 > Novec 1230 | 213.67 | 285 | L3 | 1 | LB | US
CPYEN2-4-0.1299 | CPYEN2-4-0.1299 | 3/4" 360 Degree Nozzle Drill 0.1299 > Novec 1230 | 213.67 | 285 | L3 | 1 | LB | US
CPYEN2-4-0.1339 | CPYEN2-4-0.1339 | 3/4" 360 Degree Nozzle Drill 0.1339 > Novec 1230 | 213.67 | 285 | L3 | 1 | LB | US
CPYEN2-4-0.1378 | CPYEN2-4-0.1378 | 3/4" 360 Degree Nozzle Drill 0.1378 > Novec 1230 | 213.67 | 285 | L3 | 1 | LB | US
CPYEN2-4-0.1417 | CPYEN2-4-0.1417 | 3/4" 360 Degree Nozzle Drill 0.1417 > Novec 1230 | 213.67 | 285 | L3 | 1 | LB | US
CPYEN2-4-0.1457 | CPYEN2-4-0.1457 | 3/4" 360 Degree Nozzle Drill 0.1457 > Novec 1230 | 213.67 | 285 | L3 | 1 | LB | US
CPYEN2-4-0.1496 | CPYEN2-4-0.1496 | 3/4" 360 Degree Nozzle Drill 0.1496 > Novec 1230 | 213.67 | 285 | L3 | 1 | LB | US
CPYEN2-4-0.1535 | CPYEN2-4-0.1535 | 3/4" 360 Degree Nozzle Drill 0.1535 > Novec 1230 | 213.67 | 285 | L3 | 1 | LB | US
CPYEN2-4-0.1575 | CPYEN2-4-0.1575 | 3/4" 360 Degree Nozzle Drill 0.1575 > Novec 1230 | 213.67 | 285 | L3 | 1 | LB | US
CPYEN2-4-0.1614 | CPYEN2-4-0.1614 | 3/4" 360 Degree Nozzle Drill 0.1614 > Novec 1230 | 213.67 | 285 | L3 | 1 | LB | US
CPYEN2-4-0.1654 | CPYEN2-4-0.1654 | 3/4" 360 Degree Nozzle Drill 0.1654 > Novec 1230 | 213.67 | 285 | L3 | 1 | LB | US
CPYEN2-4-0.1693 | CPYEN2-4-0.1693 | 3/4" 360 Degree Nozzle Drill 0.1693 > Novec 1230 | 213.67 | 285 | L3 | 1 | LB | US
CPYEN2-4-0.1732 | CPYEN2-4-0.1732 | 3/4" 360 Degree Nozzle Drill 0.1732 > Novec 1230 | 213.67 | 285 | L3 | 1 | LB | US
CPYEN2-4-0.1772 | CPYEN2-4-0.1772 | 3/4" 360 Degree Nozzle Drill 0.1772 > Novec 1230 | 213.67 | 285 | L3 | 1 | LB | US
CPYEN2-4-0.1811 | CPYEN2-4-0.1811 | 3/4" 360 Degree Nozzle Drill 0.1811 > Novec 1230 | 213.67 | 285 | L3 | 1 | LB | US
CPYEN2-4-0.1850 | CPYEN2-4-0.1850 | 3/4" 360 Degree Nozzle Drill 0.1850 > Novec 1230 | 213.67 | 285 | L3 | 1 | LB | US
1" Sidewall Nozzle |  | Sidewall Nozzles
CPYEN2-5-0.1339 | CPYEN2-5-0.1339 | 1" 180 Degree Nozzle Drill 0.1339 > Novec 1230 | 213.67 | 285 | L3 | 1 | LB | US
CPYEN2-5-0.1378 | CPYEN2-5-0.1378 | 1" 180 Degree Nozzle Drill 0.1378 > Novec 1230 | 213.67 | 285 | L3 | 1 | LB | US
CPYEN2-5-0.1417 | CPYEN2-5-0.1417 | 1" 180 Degree Nozzle Drill 0.1417 > Novec 1230 | 213.67 | 285 | L3 | 1 | LB | US
CPYEN2-5-0.1457 | CPYEN2-5-0.1457 | 1" 180 Degree Nozzle Drill 0.1457 > Novec 1230 | 213.67 | 285 | L3 | 1 | LB | US
CPYEN2-5-0.1496 | CPYEN2-5-0.1496 | 1" 180 Degree Nozzle Drill 0.1496 > Novec 1230 | 213.67 | 285 | L3 | 1 | LB | US
CPYEN2-5-0.1535 | CPYEN2-5-0.1535 | 1" 180 Degree Nozzle Drill 0.1535 > Novec 1230 | 213.67 | 285 | L3 | 1 | LB | US
CPYEN2-5-0.1575 | CPYEN2-5-0.1575 | 1" 180 Degree Nozzle Drill 0.1575 > Novec 1230 | 213.67 | 285 | L3 | 1 | LB | US
CPYEN2-5-0.1614 | CPYEN2-5-0.1614 | 1" 180 Degree Nozzle Drill 0.1614 > Novec 1230 | 213.67 | 285 | L3 | 1 | LB | US
CPYEN2-5-0.1654 | CPYEN2-5-0.1654 | 1" 180 Degree Nozzle Drill 0.1654 > Novec 1230 | 213.67 | 285 | L3 | 1 | LB | US
CPYEN2-5-0.1693 | CPYEN2-5-0.1693 | 1" 180 Degree Nozzle Drill 0.1693 > Novec 1230 | 213.67 | 285 | L3 | 1 | LB | US
CPYEN2-5-0.1732 | CPYEN2-5-0.1732 | 1" 180 Degree Nozzle Drill 0.1732 > Novec 1230 | 213.67 | 285 | L3 | 1 | LB | US
CPYEN2-5-0.1772 | CPYEN2-5-0.1772 | 1" 180 Degree Nozzle Drill 0.1772 > Novec 1230 | 213.67 | 285 | L3 | 1 | LB | US
CPYEN2-5-0.1811 | CPYEN2-5-0.1811 | 1" 180 Degree Nozzle Drill 0.1811 > Novec 1230 | 213.67 | 285 | L3 | 1 | LB | US
CPYEN2-5-0.1850 | CPYEN2-5-0.1850 | 1" 180 Degree Nozzle Drill 0.1850 > Novec 1230 | 213.67 | 285 | L3 | 1 | LB | US
CPYEN2-5-0.1890 | CPYEN2-5-0.1890 | 1" 180 Degree Nozzle Drill 0.1890 > Novec 1230 | 213.67 | 285 | L3 | 1 | LB | US
CPYEN2-5-0.1929 | CPYEN2-5-0.1929 | 1" 180 Degree Nozzle Drill 0.1929 > Novec 1230 | 213.67 | 285 | L3 | 1 | LB | US
CPYEN2-5-0.1969 | CPYEN2-5-0.1969 | 1" 180 Degree Nozzle Drill 0.1969 > Novec 1230 | 213.67 | 285 | L3 | 1 | LB | US
CPYEN2-5-0.2008 | CPYEN2-5-0.2008 | 1" 180 Degree Nozzle Drill 0.2008 > Novec 1230 | 213.67 | 285 | L3 | 1 | LB | US
CPYEN2-5-0.2047 | CPYEN2-5-0.2047 | 1" 180 Degree Nozzle Drill 0.2047 > Novec 1230 | 213.67 | 285 | L3 | 1 | LB | US
CPYEN2-5-0.2087 | CPYEN2-5-0.2087 | 1" 180 Degree Nozzle Drill 0.2087 > Novec 1230 | 213.67 | 285 | L3 | 1 | LB | US
CPYEN2-5-0.2126 | CPYEN2-5-0.2126 | 1" 180 Degree Nozzle Drill 0.2126 > Novec 1230 | 213.67 | 285 | L3 | 1 | LB | US
CPYEN2-5-0.2165 | CPYEN2-5-0.2165 | 1" 180 Degree Nozzle Drill 0.2165 > Novec 1230 | 213.67 | 285 | L3 | 1 | LB | US
CPYEN2-5-0.2205 | CPYEN2-5-0.2205 | 1" 180 Degree Nozzle Drill 0.2205 > Novec 1230 | 213.67 | 285 | L3 | 1 | LB | US
CPYEN2-5-0.2244 | CPYEN2-5-0.2244 | 1" 180 Degree Nozzle Drill 0.2244 > Novec 1230 | 213.67 | 285 | L3 | 1 | LB | US
CPYEN2-5-0.2283 | CPYEN2-5-0.2283 | 1" 180 Degree Nozzle Drill 0.2283 > Novec 1230 | 213.67 | 285 | L3 | 1 | LB | US
CPYEN2-5-0.2323 | CPYEN2-5-0.2323 | 1" 180 Degree Nozzle Drill 0.2323 > Novec 1230 | 213.67 | 285 | L3 | 1 | LB | US
CPYEN2-5-0.2362 | CPYEN2-5-0.2362 | 1" 180 Degree Nozzle Drill 0.2362 > Novec 1230 | 213.67 | 285 | L3 | 1 | LB | US
CPYEN2-5-0.2402 | CPYEN2-5-0.2402 | 1" 180 Degree Nozzle Drill 0.2402 > Novec 1230 | 213.67 | 285 | L3 | 1 | LB | US
CPYEN2-5-0.2441 | CPYEN2-5-0.2441 | 1" 180 Degree Nozzle Drill 0.2441 > Novec 1230 | 213.67 | 285 | L3 | 1 | LB | US
CPYEN2-5-0.2480 | CPYEN2-5-0.2480 | 1" 180 Degree Nozzle Drill 0.2480 > Novec 1230 | 213.67 | 285 | L3 | 1 | LB | US
CPYEN2-5-0.2520 | CPYEN2-5-0.2520 | 1" 180 Degree Nozzle Drill 0.2520 > Novec 1230 | 213.67 | 285 | L3 | 1 | LB | US
CPYEN2-5-0.2559 | CPYEN2-5-0.2559 | 1" 180 Degree Nozzle Drill 0.2559 > Novec 1230 | 213.67 | 285 | L3 | 1 | LB | US
CPYEN2-5-0.2598 | CPYEN2-5-0.2598 | 1" 180 Degree Nozzle Drill 0.2598 > Novec 1230 | 213.67 | 285 | L3 | 1 | LB | US
CPYEN2-5-0.2638 | CPYEN2-5-0.2638 | 1" 180 Degree Nozzle Drill 0.2638 > Novec 1230 | 213.67 | 285 | L3 | 1 | LB | US
1" Central Nozzle |  | Central Nozzles
CPYEN2-6-0.1181 | CPYEN2-6-0.1181 | 1" 360 Degree Nozzle Drill 0.1181 > Novec 1230 | 213.67 | 285 | L3 | 1 | LB | US
CPYEN2-6-0.1220 | CPYEN2-6-0.1220 | 1" 360 Degree Nozzle Drill 0.1220 > Novec 1230 | 213.67 | 285 | L3 | 1 | LB | US
CPYEN2-6-0.1260 | CPYEN2-6-0.1260 | 1" 360 Degree Nozzle Drill 0.1260 > Novec 1230 | 213.67 | 285 | L3 | 1 | LB | US
CPYEN2-6-0.1299 | CPYEN2-6-0.1299 | 1" 360 Degree Nozzle Drill 0.1299 > Novec 1230 | 213.67 | 285 | L3 | 1 | LB | US
CPYEN2-6-0.1339 | CPYEN2-6-0.1339 | 1" 360 Degree Nozzle Drill 0.1339 > Novec 1230 | 213.67 | 285 | L3 | 1 | LB | US
CPYEN2-6-0.1378 | CPYEN2-6-0.1378 | 1" 360 Degree Nozzle Drill 0.1378 > Novec 1230 | 213.67 | 285 | L3 | 1 | LB | US
CPYEN2-6-0.1417 | CPYEN2-6-0.1417 | 1" 360 Degree Nozzle Drill 0.1417 > Novec 1230 | 213.67 | 285 | L3 | 1 | LB | US
CPYEN2-6-0.1457 | CPYEN2-6-0.1457 | 1" 360 Degree Nozzle Drill 0.1457 > Novec 1230 | 213.67 | 285 | L3 | 1 | LB | US
CPYEN2-6-0.1496 | CPYEN2-6-0.1496 | 1" 360 Degree Nozzle Drill 0.1496 > Novec 1230 | 213.67 | 285 | L3 | 1 | LB | US
CPYEN2-6-0.1535 | CPYEN2-6-0.1535 | 1" 360 Degree Nozzle Drill 0.1535 > Novec 1230 | 213.67 | 285 | L3 | 1 | LB | US
CPYEN2-6-0.1575 | CPYEN2-6-0.1575 | 1" 360 Degree Nozzle Drill 0.1575 > Novec 1230 | 213.67 | 285 | L3 | 1 | LB | US
CPYEN2-6-0.1614 | CPYEN2-6-0.1614 | 1" 360 Degree Nozzle Drill 0.1614 > Novec 1230 | 213.67 | 285 | L3 | 1 | LB | US
CPYEN2-6-0.1654 | CPYEN2-6-0.1654 | 1" 360 Degree Nozzle Drill 0.1654 > Novec 1230 | 213.67 | 285 | L3 | 1 | LB | US
CPYEN2-6-0.1693 | CPYEN2-6-0.1693 | 1" 360 Degree Nozzle Drill 0.1693 > Novec 1230 | 213.67 | 285 | L3 | 1 | LB | US
CPYEN2-6-0.1732 | CPYEN2-6-0.1732 | 1" 360 Degree Nozzle Drill 0.1732 > Novec 1230 | 213.67 | 285 | L3 | 1 | LB | US
CPYEN2-6-0.1772 | CPYEN2-6-0.1772 | 1" 360 Degree Nozzle Drill 0.1772 > Novec 1230 | 213.67 | 285 | L3 | 1 | LB | US
CPYEN2-6-0.1811 | CPYEN2-6-0.1811 | 1" 360 Degree Nozzle Drill 0.1811 > Novec 1230 | 213.67 | 285 | L3 | 1 | LB | US
CPYEN2-6-0.1850 | CPYEN2-6-0.1850 | 1" 360 Degree Nozzle Drill 0.1850 > Novec 1230 | 213.67 | 285 | L3 | 1 | LB | US
CPYEN2-6-0.1890 | CPYEN2-6-0.1890 | 1" 360 Degree Nozzle Drill 0.1890 > Novec 1230 | 213.67 | 285 | L3 | 1 | LB | US
CPYEN2-6-0.1929 | CPYEN2-6-0.1929 | 1" 360 Degree Nozzle Drill 0.1929 > Novec 1230 | 213.67 | 285 | L3 | 1 | LB | US
CPYEN2-6-0.1969 | CPYEN2-6-0.1969 | 1" 360 Degree Nozzle Drill 0.1969 > Novec 1230 | 213.67 | 285 | L3 | 1 | LB | US
CPYEN2-6-0.2008 | CPYEN2-6-0.2008 | 1" 360 Degree Nozzle Drill 0.2008 > Novec 1230 | 213.67 | 285 | L3 | 1 | LB | US
CPYEN2-6-0.2047 | CPYEN2-6-0.2047 | 1" 360 Degree Nozzle Drill 0.2047 > Novec 1230 | 213.67 | 285 | L3 | 1 | LB | US
CPYEN2-6-0.2087 | CPYEN2-6-0.2087 | 1" 360 Degree Nozzle Drill 0.2087 > Novec 1230 | 213.67 | 285 | L3 | 1 | LB | US
CPYEN2-6-0.2126 | CPYEN2-6-0.2126 | 1" 360 Degree Nozzle Drill 0.2126 > Novec 1230 | 213.67 | 285 | L3 | 1 | LB | US
CPYEN2-6-0.2165 | CPYEN2-6-0.2165 | 1" 360 Degree Nozzle Drill 0.2165 > Novec 1230 | 213.67 | 285 | L3 | 1 | LB | US
CPYEN2-6-0.2205 | CPYEN2-6-0.2205 | 1" 360 Degree Nozzle Drill 0.2205 > Novec 1230 | 213.67 | 285 | L3 | 1 | LB | US
CPYEN2-6-0.2244 | CPYEN2-6-0.2244 | 1" 360 Degree Nozzle Drill 0.2244 > Novec 1230 | 213.67 | 285 | L3 | 1 | LB | US
CPYEN2-6-0.2283 | CPYEN2-6-0.2283 | 1" 360 Degree Nozzle Drill 0.2283 > Novec 1230 | 213.67 | 285 | L3 | 1 | LB | US
CPYEN2-6-0.2323 | CPYEN2-6-0.2323 | 1" 360 Degree Nozzle Drill 0.2323 > Novec 1230 | 213.67 | 285 | L3 | 1 | LB | US
CPYEN2-6-0.2362 | CPYEN2-6-0.2362 | 1" 360 Degree Nozzle Drill 0.2362 > Novec 1230 | 213.67 | 285 | L3 | 1 | LB | US
1-1/4" Sidewall Nozzle |  | Sidewall Nozzles
CPYEN2-7-0.1732 | CPYEN2-7-0.1732 | 1-1/4" 180 Degree Nozzle Drill 0.1732 > Novec 1230 | 213.67 | 285 | L3 | 1 | LB | US
CPYEN2-7-0.1772 | CPYEN2-7-0.1772 | 1-1/4" 180 Degree Nozzle Drill 0.1772 > Novec 1230 | 213.67 | 285 | L3 | 1 | LB | US
CPYEN2-7-0.1811 | CPYEN2-7-0.1811 | 1-1/4" 180 Degree Nozzle Drill 0.1811 > Novec 1230 | 213.67 | 285 | L3 | 1 | LB | US
CPYEN2-7-0.1850 | CPYEN2-7-0.1850 | 1-1/4" 180 Degree Nozzle Drill 0.1850 > Novec 1230 | 213.67 | 285 | L3 | 1 | LB | US
CPYEN2-7-0.1890 | CPYEN2-7-0.1890 | 1-1/4" 180 Degree Nozzle Drill 0.1890 > Novec 1230 | 213.67 | 285 | L3 | 1 | LB | US
CPYEN2-7-0.1929 | CPYEN2-7-0.1929 | 1-1/4" 180 Degree Nozzle Drill 0.1929 > Novec 1230 | 213.67 | 285 | L3 | 1 | LB | US
CPYEN2-7-0.1969 | CPYEN2-7-0.1969 | 1-1/4" 180 Degree Nozzle Drill 0.1969 > Novec 1230 | 213.67 | 285 | L3 | 1 | LB | US
CPYEN2-7-0.2008 | CPYEN2-7-0.2008 | 1-1/4" 180 Degree Nozzle Drill 0.2008 > Novec 1230 | 213.67 | 285 | L3 | 1 | LB | US
CPYEN2-7-0.2047 | CPYEN2-7-0.2047 | 1-1/4" 180 Degree Nozzle Drill 0.2047 > Novec 1230 | 213.67 | 285 | L3 | 1 | LB | US
CPYEN2-7-0.2087 | CPYEN2-7-0.2087 | 1-1/4" 180 Degree Nozzle Drill 0.2087 > Novec 1230 | 213.67 | 285 | L3 | 1 | LB | US
CPYEN2-7-0.2126 | CPYEN2-7-0.2126 | 1-1/4" 180 Degree Nozzle Drill 0.2126 > Novec 1230 | 213.67 | 285 | L3 | 1 | LB | US
CPYEN2-7-0.2165 | CPYEN2-7-0.2165 | 1-1/4" 180 Degree Nozzle Drill 0.2165 > Novec 1230 | 213.67 | 285 | L3 | 1 | LB | US
CPYEN2-7-0.2205 | CPYEN2-7-0.2205 | 1-1/4" 180 Degree Nozzle Drill 0.2205 > Novec 1230 | 213.67 | 285 | L3 | 1 | LB | US
CPYEN2-7-0.2244 | CPYEN2-7-0.2244 | 1-1/4" 180 Degree Nozzle Drill 0.2244 > Novec 1230 | 213.67 | 285 | L3 | 1 | LB | US
CPYEN2-7-0.2283 | CPYEN2-7-0.2283 | 1-1/4" 180 Degree Nozzle Drill 0.2283 > Novec 1230 | 213.67 | 285 | L3 | 1 | LB | US
CPYEN2-7-0.2323 | CPYEN2-7-0.2323 | 1-1/4" 180 Degree Nozzle Drill 0.2323 > Novec 1230 | 213.67 | 285 | L3 | 1 | LB | US
CPYEN2-7-0.2362 | CPYEN2-7-0.2362 | 1-1/4" 180 Degree Nozzle Drill 0.2362 > Novec 1230 | 213.67 | 285 | L3 | 1 | LB | US
CPYEN2-7-0.2402 | CPYEN2-7-0.2402 | 1-1/4" 180 Degree Nozzle Drill 0.2402 > Novec 1230 | 213.67 | 285 | L3 | 1 | LB | US
CPYEN2-7-0.2441 | CPYEN2-7-0.2441 | 1-1/4" 180 Degree Nozzle Drill 0.2441 > Novec 1230 | 213.67 | 285 | L3 | 1 | LB | US
CPYEN2-7-0.2480 | CPYEN2-7-0.2480 | 1-1/4" 180 Degree Nozzle Drill 0.2480 > Novec 1230 | 213.67 | 285 | L3 | 1 | LB | US
CPYEN2-7-0.2520 | CPYEN2-7-0.2520 | 1-1/4" 180 Degree Nozzle Drill 0.2520 > Novec 1230 | 213.67 | 285 | L3 | 1 | LB | US
CPYEN2-7-0.2559 | CPYEN2-7-0.2559 | 1-1/4" 180 Degree Nozzle Drill 0.2559 > Novec 1230 | 213.67 | 285 | L3 | 1 | LB | US
CPYEN2-7-0.2598 | CPYEN2-7-0.2598 | 1-1/4" 180 Degree Nozzle Drill 0.2598 > Novec 1230 | 213.67 | 285 | L3 | 1 | LB | US
CPYEN2-7-0.2638 | CPYEN2-7-0.2638 | 1-1/4" 180 Degree Nozzle Drill 0.2638 > Novec 1230 | 213.67 | 285 | L3 | 1 | LB | US
CPYEN2-7-0.2677 | CPYEN2-7-0.2677 | 1-1/4" 180 Degree Nozzle Drill 0.2677 > Novec 1230 | 213.67 | 285 | L3 | 1 | LB | US
CPYEN2-7-0.2717 | CPYEN2-7-0.2717 | 1-1/4" 180 Degree Nozzle Drill 0.2717 > Novec 1230 | 213.67 | 285 | L3 | 1 | LB | US
CPYEN2-7-0.2756 | CPYEN2-7-0.2756 | 1-1/4" 180 Degree Nozzle Drill 0.2756 > Novec 1230 | 213.67 | 285 | L3 | 1 | LB | US
CPYEN2-7-0.2795 | CPYEN2-7-0.2795 | 1-1/4" 180 Degree Nozzle Drill 0.2795 > Novec 1230 | 213.67 | 285 | L3 | 1 | LB | US
CPYEN2-7-0.2835 | CPYEN2-7-0.2835 | 1-1/4" 180 Degree Nozzle Drill 0.2835 > Novec 1230 | 213.67 | 285 | L3 | 1 | LB | US
CPYEN2-7-0.2874 | CPYEN2-7-0.2874 | 1-1/4" 180 Degree Nozzle Drill 0.2874 > Novec 1230 | 213.67 | 285 | L3 | 1 | LB | US
CPYEN2-7-0.2913 | CPYEN2-7-0.2913 | 1-1/4" 180 Degree Nozzle Drill 0.2913 > Novec 1230 | 213.67 | 285 | L3 | 1 | LB | US
CPYEN2-7-0.2953 | CPYEN2-7-0.2953 | 1-1/4" 180 Degree Nozzle Drill 0.2953 > Novec 1230 | 213.67 | 285 | L3 | 1 | LB | US
CPYEN2-7-0.2992 | CPYEN2-7-0.2992 | 1-1/4" 180 Degree Nozzle Drill 0.2992 > Novec 1230 | 213.67 | 285 | L3 | 1 | LB | US
CPYEN2-7-0.3031 | CPYEN2-7-0.3031 | 1-1/4" 180 Degree Nozzle Drill 0.3031 > Novec 1230 | 213.67 | 285 | L3 | 1 | LB | US
CPYEN2-7-0.3071 | CPYEN2-7-0.3071 | 1-1/4" 180 Degree Nozzle Drill 0.3071 > Novec 1230 | 213.67 | 285 | L3 | 1 | LB | US
CPYEN2-7-0.3110 | CPYEN2-7-0.3110 | 1-1/4" 180 Degree Nozzle Drill 0.3110 > Novec 1230 | 213.67 | 285 | L3 | 1 | LB | US
CPYEN2-7-0.3150 | CPYEN2-7-0.3150 | 1-1/4" 180 Degree Nozzle Drill 0.3150 > Novec 1230 | 213.67 | 285 | L3 | 1 | LB | US
CPYEN2-7-0.3189 | CPYEN2-7-0.3189 | 1-1/4" 180 Degree Nozzle Drill 0.3189 > Novec 1230 | 213.67 | 285 | L3 | 1 | LB | US
CPYEN2-7-0.3228 | CPYEN2-7-0.3228 | 1-1/4" 180 Degree Nozzle Drill 0.3228 > Novec 1230 | 213.67 | 285 | L3 | 1 | LB | US
CPYEN2-7-0.3268 | CPYEN2-7-0.3268 | 1-1/4" 180 Degree Nozzle Drill 0.3268 > Novec 1230 | 213.67 | 285 | L3 | 1 | LB | US
CPYEN2-7-0.3307 | CPYEN2-7-0.3307 | 1-1/4" 180 Degree Nozzle Drill 0.3307 > Novec 1230 | 213.67 | 285 | L3 | 1 | LB | US
CPYEN2-7-0.3346 | CPYEN2-7-0.3346 | 1-1/4" 180 Degree Nozzle Drill 0.3346 > Novec 1230 | 213.67 | 285 | L3 | 1 | LB | US
CPYEN2-7-0.3386 | CPYEN2-7-0.3386 | 1-1/4" 180 Degree Nozzle Drill 0.3386 > Novec 1230 | 213.67 | 285 | L3 | 1 | LB | US
CPYEN2-7-0.3425 | CPYEN2-7-0.3425 | 1-1/4" 180 Degree Nozzle Drill 0.3425 > Novec 1230 | 213.67 | 285 | L3 | 1 | LB | US
CPYEN2-7-0.3465 | CPYEN2-7-0.3465 | 1-1/4" 180 Degree Nozzle Drill 0.3465 > Novec 1230 | 213.67 | 285 | L3 | 1 | LB | US
1-1/4" Central Nozzle |  | Central Nozzles
CPYEN2-8-0.1575 | CPYEN2-8-0.1575 | 1-1/4" 360 Degree Nozzle Drill 0.1575 > Novec 1230 | 213.67 | 285 | L3 | 1 | LB | US
CPYEN2-8-0.1614 | CPYEN2-8-0.1614 | 1-1/4" 360 Degree Nozzle Drill 0.1614 > Novec 1230 | 213.67 | 285 | L3 | 1 | LB | US
CPYEN2-8-0.1654 | CPYEN2-8-0.1654 | 1-1/4" 360 Degree Nozzle Drill 0.1654 > Novec 1230 | 213.67 | 285 | L3 | 1 | LB | US
CPYEN2-8-0.1693 | CPYEN2-8-0.1693 | 1-1/4" 360 Degree Nozzle Drill 0.1693 > Novec 1230 | 213.67 | 285 | L3 | 1 | LB | US
CPYEN2-8-0.1732 | CPYEN2-8-0.1732 | 1-1/4" 360 Degree Nozzle Drill 0.1732 > Novec 1230 | 213.67 | 285 | L3 | 1 | LB | US
CPYEN2-8-0.1772 | CPYEN2-8-0.1772 | 1-1/4" 360 Degree Nozzle Drill 0.1772 > Novec 1230 | 213.67 | 285 | L3 | 1 | LB | US
CPYEN2-8-0.1811 | CPYEN2-8-0.1811 | 1-1/4" 360 Degree Nozzle Drill 0.1811 > Novec 1230 | 213.67 | 285 | L3 | 1 | LB | US
CPYEN2-8-0.1850 | CPYEN2-8-0.1850 | 1-1/4" 360 Degree Nozzle Drill 0.1850 > Novec 1230 | 213.67 | 285 | L3 | 1 | LB | US
CPYEN2-8-0.1890 | CPYEN2-8-0.1890 | 1-1/4" 360 Degree Nozzle Drill 0.1890 > Novec 1230 | 213.67 | 285 | L3 | 1 | LB | US
CPYEN2-8-0.1929 | CPYEN2-8-0.1929 | 1-1/4" 360 Degree Nozzle Drill 0.1929 > Novec 1230 | 213.67 | 285 | L3 | 1 | LB | US
CPYEN2-8-0.1969 | CPYEN2-8-0.1969 | 1-1/4" 360 Degree Nozzle Drill 0.1969 > Novec 1230 | 213.67 | 285 | L3 | 1 | LB | US
CPYEN2-8-0.2008 | CPYEN2-8-0.2008 | 1-1/4" 360 Degree Nozzle Drill 0.2008 > Novec 1230 | 213.67 | 285 | L3 | 1 | LB | US
CPYEN2-8-0.2047 | CPYEN2-8-0.2047 | 1-1/4" 360 Degree Nozzle Drill 0.2047 > Novec 1230 | 213.67 | 285 | L3 | 1 | LB | US
CPYEN2-8-0.2087 | CPYEN2-8-0.2087 | 1-1/4" 360 Degree Nozzle Drill 0.2087 > Novec 1230 | 213.67 | 285 | L3 | 1 | LB | US
CPYEN2-8-0.2126 | CPYEN2-8-0.2126 | 1-1/4" 360 Degree Nozzle Drill 0.2126 > Novec 1230 | 213.67 | 285 | L3 | 1 | LB | US
CPYEN2-8-0.2165 | CPYEN2-8-0.2165 | 1-1/4" 360 Degree Nozzle Drill 0.2165 > Novec 1230 | 213.67 | 285 | L3 | 1 | LB | US
CPYEN2-8-0.2205 | CPYEN2-8-0.2205 | 1-1/4" 360 Degree Nozzle Drill 0.2205 > Novec 1230 | 213.67 | 285 | L3 | 1 | LB | US
CPYEN2-8-0.2244 | CPYEN2-8-0.2244 | 1-1/4" 360 Degree Nozzle Drill 0.2244 > Novec 1230 | 213.67 | 285 | L3 | 1 | LB | US
CPYEN2-8-0.2283 | CPYEN2-8-0.2283 | 1-1/4" 360 Degree Nozzle Drill 0.2283 > Novec 1230 | 213.67 | 285 | L3 | 1 | LB | US
CPYEN2-8-0.2323 | CPYEN2-8-0.2323 | 1-1/4" 360 Degree Nozzle Drill 0.2323 > Novec 1230 | 213.67 | 285 | L3 | 1 | LB | US
CPYEN2-8-0.2362 | CPYEN2-8-0.2362 | 1-1/4" 360 Degree Nozzle Drill 0.2362 > Novec 1230 | 213.67 | 285 | L3 | 1 | LB | US
CPYEN2-8-0.2402 | CPYEN2-8-0.2402 | 1-1/4" 360 Degree Nozzle Drill 0.2402 > Novec 1230 | 213.67 | 285 | L3 | 1 | LB | US
CPYEN2-8-0.2441 | CPYEN2-8-0.2441 | 1-1/4" 360 Degree Nozzle Drill 0.2441 > Novec 1230 | 213.67 | 285 | L3 | 1 | LB | US
CPYEN2-8-0.2480 | CPYEN2-8-0.2480 | 1-1/4" 360 Degree Nozzle Drill 0.2480 > Novec 1230 | 213.67 | 285 | L3 | 1 | LB | US
CPYEN2-8-0.2520 | CPYEN2-8-0.2520 | 1-1/4" 360 Degree Nozzle Drill 0.2520 > Novec 1230 | 213.67 | 285 | L3 | 1 | LB | US
CPYEN2-8-0.2559 | CPYEN2-8-0.2559 | 1-1/4" 360 Degree Nozzle Drill 0.2559 > Novec 1230 | 213.67 | 285 | L3 | 1 | LB | US
CPYEN2-8-0.2598 | CPYEN2-8-0.2598 | 1-1/4" 360 Degree Nozzle Drill 0.2598 > Novec 1230 | 213.67 | 285 | L3 | 1 | LB | US
CPYEN2-8-0.2638 | CPYEN2-8-0.2638 | 1-1/4" 360 Degree Nozzle Drill 0.2638 > Novec 1230 | 213.67 | 285 | L3 | 1 | LB | US
CPYEN2-8-0.2677 | CPYEN2-8-0.2677 | 1-1/4" 360 Degree Nozzle Drill 0.2677 > Novec 1230 | 213.67 | 285 | L3 | 1 | LB | US
CPYEN2-8-0.2717 | CPYEN2-8-0.2717 | 1-1/4" 360 Degree Nozzle Drill 0.2717 > Novec 1230 | 213.67 | 285 | L3 | 1 | LB | US
CPYEN2-8-0.2756 | CPYEN2-8-0.2756 | 1-1/4" 360 Degree Nozzle Drill 0.2756 > Novec 1230 | 213.67 | 285 | L3 | 1 | LB | US
CPYEN2-8-0.2795 | CPYEN2-8-0.2795 | 1-1/4" 360 Degree Nozzle Drill 0.2795 > Novec 1230 | 213.67 | 285 | L3 | 1 | LB | US
CPYEN2-8-0.2835 | CPYEN2-8-0.2835 | 1-1/4" 360 Degree Nozzle Drill 0.2835 > Novec 1230 | 213.67 | 285 | L3 | 1 | LB | US
CPYEN2-8-0.2874 | CPYEN2-8-0.2874 | 1-1/4" 360 Degree Nozzle Drill 0.2874 > Novec 1230 | 213.67 | 285 | L3 | 1 | LB | US
CPYEN2-8-0.2913 | CPYEN2-8-0.2913 | 1-1/4" 360 Degree Nozzle Drill 0.2913 > Novec 1230 | 213.67 | 285 | L3 | 1 | LB | US
CPYEN2-8-0.2953 | CPYEN2-8-0.2953 | 1-1/4" 360 Degree Nozzle Drill 0.2953 > Novec 1230 | 213.67 | 285 | L3 | 1 | LB | US
CPYEN2-8-0.2992 | CPYEN2-8-0.2992 | 1-1/4" 360 Degree Nozzle Drill 0.2992 > Novec 1230 | 213.67 | 285 | L3 | 1 | LB | US
CPYEN2-8-0.3031 | CPYEN2-8-0.3031 | 1-1/4" 360 Degree Nozzle Drill 0.3031 > Novec 1230 | 213.67 | 285 | L3 | 1 | LB | US
CPYEN2-8-0.3071 | CPYEN2-8-0.3071 | 1-1/4" 360 Degree Nozzle Drill 0.3071 > Novec 1230 | 213.67 | 285 | L3 | 1 | LB | US
CPYEN2-8-0.3110 | CPYEN2-8-0.3110 | 1-1/4" 360 Degree Nozzle Drill 0.3110 > Novec 1230 | 213.67 | 285 | L3 | 1 | LB | US
1-1/2" Sidewall Nozzle |  | Sidewall Nozzles
CPYEN2-9-0.2008 | CPYEN2-9-0.2008 | 1-1/2" 180 Degree Nozzle Drill 0.2008 > Novec 1230 | 213.67 | 285 | L3 | 1 | LB | US
CPYEN2-9-0.2047 | CPYEN2-9-0.2047 | 1-1/2" 180 Degree Nozzle Drill 0.2047 > Novec 1230 | 213.67 | 285 | L3 | 1 | LB | US
CPYEN2-9-0.2087 | CPYEN2-9-0.2087 | 1-1/2" 180 Degree Nozzle Drill 0.2087 > Novec 1230 | 213.67 | 285 | L3 | 1 | LB | US
CPYEN2-9-0.2126 | CPYEN2-9-0.2126 | 1-1/2" 180 Degree Nozzle Drill 0.2126 > Novec 1230 | 213.67 | 285 | L3 | 1 | LB | US
CPYEN2-9-0.2165 | CPYEN2-9-0.2165 | 1-1/2" 180 Degree Nozzle Drill 0.2165 > Novec 1230 | 213.67 | 285 | L3 | 1 | LB | US
CPYEN2-9-0.2205 | CPYEN2-9-0.2205 | 1-1/2" 180 Degree Nozzle Drill 0.2205 > Novec 1230 | 213.67 | 285 | L3 | 1 | LB | US
CPYEN2-9-0.2244 | CPYEN2-9-0.2244 | 1-1/2" 180 Degree Nozzle Drill 0.2244 > Novec 1230 | 213.67 | 285 | L3 | 1 | LB | US
CPYEN2-9-0.2283 | CPYEN2-9-0.2283 | 1-1/2" 180 Degree Nozzle Drill 0.2283 > Novec 1230 | 213.67 | 285 | L3 | 1 | LB | US
CPYEN2-9-0.2323 | CPYEN2-9-0.2323 | 1-1/2" 180 Degree Nozzle Drill 0.2323 > Novec 1230 | 213.67 | 285 | L3 | 1 | LB | US
CPYEN2-9-0.2362 | CPYEN2-9-0.2362 | 1-1/2" 180 Degree Nozzle Drill 0.2362 > Novec 1230 | 213.67 | 285 | L3 | 1 | LB | US
CPYEN2-9-0.2402 | CPYEN2-9-0.2402 | 1-1/2" 180 Degree Nozzle Drill 0.2402 > Novec 1230 | 213.67 | 285 | L3 | 1 | LB | US
CPYEN2-9-0.2441 | CPYEN2-9-0.2441 | 1-1/2" 180 Degree Nozzle Drill 0.2441 > Novec 1230 | 213.67 | 285 | L3 | 1 | LB | US
CPYEN2-9-0.2480 | CPYEN2-9-0.2480 | 1-1/2" 180 Degree Nozzle Drill 0.2480 > Novec 1230 | 213.67 | 285 | L3 | 1 | LB | US
CPYEN2-9-0.2520 | CPYEN2-9-0.2520 | 1-1/2" 180 Degree Nozzle Drill 0.2520 > Novec 1230 | 213.67 | 285 | L3 | 1 | LB | US
CPYEN2-9-0.2559 | CPYEN2-9-0.2559 | 1-1/2" 180 Degree Nozzle Drill 0.2559 > Novec 1230 | 213.67 | 285 | L3 | 1 | LB | US
CPYEN2-9-0.2598 | CPYEN2-9-0.2598 | 1-1/2" 180 Degree Nozzle Drill 0.2598 > Novec 1230 | 213.67 | 285 | L3 | 1 | LB | US
CPYEN2-9-0.2638 | CPYEN2-9-0.2638 | 1-1/2" 180 Degree Nozzle Drill 0.2638 > Novec 1230 | 213.67 | 285 | L3 | 1 | LB | US
CPYEN2-9-0.2677 | CPYEN2-9-0.2677 | 1-1/2" 180 Degree Nozzle Drill 0.2677 > Novec 1230 | 213.67 | 285 | L3 | 1 | LB | US
CPYEN2-9-0.2717 | CPYEN2-9-0.2717 | 1-1/2" 180 Degree Nozzle Drill 0.2717 > Novec 1230 | 213.67 | 285 | L3 | 1 | LB | US
CPYEN2-9-0.2756 | CPYEN2-9-0.2756 | 1-1/2" 180 Degree Nozzle Drill 0.2756 > Novec 1230 | 213.67 | 285 | L3 | 1 | LB | US
CPYEN2-9-0.2795 | CPYEN2-9-0.2795 | 1-1/2" 180 Degree Nozzle Drill 0.2795 > Novec 1230 | 213.67 | 285 | L3 | 1 | LB | US
CPYEN2-9-0.2835 | CPYEN2-9-0.2835 | 1-1/2" 180 Degree Nozzle Drill 0.2835 > Novec 1230 | 213.67 | 285 | L3 | 1 | LB | US
CPYEN2-9-0.2874 | CPYEN2-9-0.2874 | 1-1/2" 180 Degree Nozzle Drill 0.2874 > Novec 1230 | 213.67 | 285 | L3 | 1 | LB | US
CPYEN2-9-0.2913 | CPYEN2-9-0.2913 | 1-1/2" 180 Degree Nozzle Drill 0.2913 > Novec 1230 | 213.67 | 285 | L3 | 1 | LB | US
CPYEN2-9-0.2953 | CPYEN2-9-0.2953 | 1-1/2" 180 Degree Nozzle Drill 0.2953 > Novec 1230 | 213.67 | 285 | L3 | 1 | LB | US
CPYEN2-9-0.2992 | CPYEN2-9-0.2992 | 1-1/2" 180 Degree Nozzle Drill 0.2992 > Novec 1230 | 213.67 | 285 | L3 | 1 | LB | US
CPYEN2-9-0.3031 | CPYEN2-9-0.3031 | 1-1/2" 180 Degree Nozzle Drill 0.3031 > Novec 1230 | 213.67 | 285 | L3 | 1 | LB | US
CPYEN2-9-0.3071 | CPYEN2-9-0.3071 | 1-1/2" 180 Degree Nozzle Drill 0.3071 > Novec 1230 | 213.67 | 285 | L3 | 1 | LB | US
CPYEN2-9-0.3110 | CPYEN2-9-0.3110 | 1-1/2" 180 Degree Nozzle Drill 0.3110 > Novec 1230 | 213.67 | 285 | L3 | 1 | LB | US
CPYEN2-9-0.3150 | CPYEN2-9-0.3150 | 1-1/2" 180 Degree Nozzle Drill 0.3150 > Novec 1230 | 213.67 | 285 | L3 | 1 | LB | US
CPYEN2-9-0.3189 | CPYEN2-9-0.3189 | 1-1/2" 180 Degree Nozzle Drill 0.3189 > Novec 1230 | 213.67 | 285 | L3 | 1 | LB | US
CPYEN2-9-0.3228 | CPYEN2-9-0.3228 | 1-1/2" 180 Degree Nozzle Drill 0.3228 > Novec 1230 | 213.67 | 285 | L3 | 1 | LB | US
CPYEN2-9-0.3268 | CPYEN2-9-0.3268 | 1-1/2" 180 Degree Nozzle Drill 0.3268 > Novec 1230 | 213.67 | 285 | L3 | 1 | LB | US
CPYEN2-9-0.3307 | CPYEN2-9-0.3307 | 1-1/2" 180 Degree Nozzle Drill 0.3307 > Novec 1230 | 213.67 | 285 | L3 | 1 | LB | US
CPYEN2-9-0.3346 | CPYEN2-9-0.3346 | 1-1/2" 180 Degree Nozzle Drill 0.3346 > Novec 1230 | 213.67 | 285 | L3 | 1 | LB | US
CPYEN2-9-0.3386 | CPYEN2-9-0.3386 | 1-1/2" 180 Degree Nozzle Drill 0.3386 > Novec 1230 | 213.67 | 285 | L3 | 1 | LB | US
CPYEN2-9-0.3425 | CPYEN2-9-0.3425 | 1-1/2" 180 Degree Nozzle Drill 0.3425 > Novec 1230 | 213.67 | 285 | L3 | 1 | LB | US
CPYEN2-9-0.3465 | CPYEN2-9-0.3465 | 1-1/2" 180 Degree Nozzle Drill 0.3465 > Novec 1230 | 213.67 | 285 | L3 | 1 | LB | US
CPYEN2-9-0.3504 | CPYEN2-9-0.3504 | 1-1/2" 180 Degree Nozzle Drill 0.3504 > Novec 1230 | 213.67 | 285 | L3 | 1 | LB | US
CPYEN2-9-0.3543 | CPYEN2-9-0.3543 | 1-1/2" 180 Degree Nozzle Drill 0.3543 > Novec 1230 | 213.67 | 285 | L3 | 1 | LB | US
CPYEN2-9-0.3583 | CPYEN2-9-0.3583 | 1-1/2" 180 Degree Nozzle Drill 0.3583 > Novec 1230 | 213.67 | 285 | L3 | 1 | LB | US
CPYEN2-9-0.3622 | CPYEN2-9-0.3622 | 1-1/2" 180 Degree Nozzle Drill 0.3622 > Novec 1230 | 213.67 | 285 | L3 | 1 | LB | US
CPYEN2-9-0.3661 | CPYEN2-9-0.3661 | 1-1/2" 180 Degree Nozzle Drill 0.3661 > Novec 1230 | 213.67 | 285 | L3 | 1 | LB | US
CPYEN2-9-0.3701 | CPYEN2-9-0.3701 | 1-1/2" 180 Degree Nozzle Drill 0.3701 > Novec 1230 | 213.67 | 285 | L3 | 1 | LB | US
CPYEN2-9-0.3740 | CPYEN2-9-0.3740 | 1-1/2" 180 Degree Nozzle Drill 0.3740 > Novec 1230 | 213.67 | 285 | L3 | 1 | LB | US
CPYEN2-9-0.3780 | CPYEN2-9-0.3780 | 1-1/2" 180 Degree Nozzle Drill 0.3780 > Novec 1230 | 213.67 | 285 | L3 | 1 | LB | US
CPYEN2-9-0.3819 | CPYEN2-9-0.3819 | 1-1/2" 180 Degree Nozzle Drill 0.3819 > Novec 1230 | 213.67 | 285 | L3 | 1 | LB | US
CPYEN2-9-0.3858 | CPYEN2-9-0.3858 | 1-1/2" 180 Degree Nozzle Drill 0.3858 > Novec 1230 | 213.67 | 285 | L3 | 1 | LB | US
CPYEN2-9-0.3898 | CPYEN2-9-0.3898 | 1-1/2" 180 Degree Nozzle Drill 0.3898 > Novec 1230 | 213.67 | 285 | L3 | 1 | LB | US
CPYEN2-9-0.3937 | CPYEN2-9-0.3937 | 1-1/2" 180 Degree Nozzle Drill 0.3937 > Novec 1230 | 213.67 | 285 | L3 | 1 | LB | US
CPYEN2-9-0.3976 | CPYEN2-9-0.3976 | 1-1/2" 180 Degree Nozzle Drill 0.3976 > Novec 1230 | 213.67 | 285 | L3 | 1 | LB | US
CPYEN2-9-0.4016 | CPYEN2-9-0.4016 | 1-1/2" 180 Degree Nozzle Drill 0.4016 > Novec 1230 | 213.67 | 285 | L3 | 1 | LB | US
CPYEN2-9-0.4055 | CPYEN2-9-0.4055 | 1-1/2" 180 Degree Nozzle Drill 0.4055 > Novec 1230 | 213.67 | 285 | L3 | 1 | LB | US
1-1/2" Central Nozzle |  | Central Nozzles
CPYEN2-10-0.1811 | CPYEN2-10-0.1811 | 1-1/2" 360 Degree Nozzle Drill 0.1811 > Novec 1230 | 213.67 | 285 | L3 | 1 | LB | US
CPYEN2-10-0.1850 | CPYEN2-10-0.1850 | 1-1/2" 360 Degree Nozzle Drill 0.1850 > Novec 1230 | 213.67 | 285 | L3 | 1 | LB | US
CPYEN2-10-0.1890 | CPYEN2-10-0.1890 | 1-1/2" 360 Degree Nozzle Drill 0.1890 > Novec 1230 | 213.67 | 285 | L3 | 1 | LB | US
CPYEN2-10-0.1929 | CPYEN2-10-0.1929 | 1-1/2" 360 Degree Nozzle Drill 0.1929 > Novec 1230 | 213.67 | 285 | L3 | 1 | LB | US
CPYEN2-10-0.1969 | CPYEN2-10-0.1969 | 1-1/2" 360 Degree Nozzle Drill 0.1969 > Novec 1230 | 213.67 | 285 | L3 | 1 | LB | US
CPYEN2-10-0.2008 | CPYEN2-10-0.2008 | 1-1/2" 360 Degree Nozzle Drill 0.2008 > Novec 1230 | 213.67 | 285 | L3 | 1 | LB | US
CPYEN2-10-0.2047 | CPYEN2-10-0.2047 | 1-1/2" 360 Degree Nozzle Drill 0.2047 > Novec 1230 | 213.67 | 285 | L3 | 1 | LB | US
CPYEN2-10-0.2087 | CPYEN2-10-0.2087 | 1-1/2" 360 Degree Nozzle Drill 0.2087 > Novec 1230 | 213.67 | 285 | L3 | 1 | LB | US
CPYEN2-10-0.2126 | CPYEN2-10-0.2126 | 1-1/2" 360 Degree Nozzle Drill 0.2126 > Novec 1230 | 213.67 | 285 | L3 | 1 | LB | US
CPYEN2-10-0.2165 | CPYEN2-10-0.2165 | 1-1/2" 360 Degree Nozzle Drill 0.2165 > Novec 1230 | 213.67 | 285 | L3 | 1 | LB | US
CPYEN2-10-0.2205 | CPYEN2-10-0.2205 | 1-1/2" 360 Degree Nozzle Drill 0.2205 > Novec 1230 | 213.67 | 285 | L3 | 1 | LB | US
CPYEN2-10-0.2244 | CPYEN2-10-0.2244 | 1-1/2" 360 Degree Nozzle Drill 0.2244 > Novec 1230 | 213.67 | 285 | L3 | 1 | LB | US
CPYEN2-10-0.2283 | CPYEN2-10-0.2283 | 1-1/2" 360 Degree Nozzle Drill 0.2283 > Novec 1230 | 213.67 | 285 | L3 | 1 | LB | US
CPYEN2-10-0.2323 | CPYEN2-10-0.2323 | 1-1/2" 360 Degree Nozzle Drill 0.2323 > Novec 1230 | 213.67 | 285 | L3 | 1 | LB | US
CPYEN2-10-0.2362 | CPYEN2-10-0.2362 | 1-1/2" 360 Degree Nozzle Drill 0.2362 > Novec 1230 | 213.67 | 285 | L3 | 1 | LB | US
CPYEN2-10-0.2402 | CPYEN2-10-0.2402 | 1-1/2" 360 Degree Nozzle Drill 0.2402 > Novec 1230 | 213.67 | 285 | L3 | 1 | LB | US
CPYEN2-10-0.2441 | CPYEN2-10-0.2441 | 1-1/2" 360 Degree Nozzle Drill 0.2441 > Novec 1230 | 213.67 | 285 | L3 | 1 | LB | US
CPYEN2-10-0.2480 | CPYEN2-10-0.2480 | 1-1/2" 360 Degree Nozzle Drill 0.2480 > Novec 1230 | 213.67 | 285 | L3 | 1 | LB | US
CPYEN2-10-0.2520 | CPYEN2-10-0.2520 | 1-1/2" 360 Degree Nozzle Drill 0.2520 > Novec 1230 | 213.67 | 285 | L3 | 1 | LB | US
CPYEN2-10-0.2559 | CPYEN2-10-0.2559 | 1-1/2" 360 Degree Nozzle Drill 0.2559 > Novec 1230 | 213.67 | 285 | L3 | 1 | LB | US
CPYEN2-10-0.2598 | CPYEN2-10-0.2598 | 1-1/2" 360 Degree Nozzle Drill 0.2598 > Novec 1230 | 213.67 | 285 | L3 | 1 | LB | US
CPYEN2-10-0.2638 | CPYEN2-10-0.2638 | 1-1/2" 360 Degree Nozzle Drill 0.2638 > Novec 1230 | 213.67 | 285 | L3 | 1 | LB | US
CPYEN2-10-0.2677 | CPYEN2-10-0.2677 | 1-1/2" 360 Degree Nozzle Drill 0.2677 > Novec 1230 | 213.67 | 285 | L3 | 1 | LB | US
CPYEN2-10-0.2717 | CPYEN2-10-0.2717 | 1-1/2" 360 Degree Nozzle Drill 0.2717 > Novec 1230 | 213.67 | 285 | L3 | 1 | LB | US
CPYEN2-10-0.2756 | CPYEN2-10-0.2756 | 1-1/2" 360 Degree Nozzle Drill 0.2756 > Novec 1230 | 213.67 | 285 | L3 | 1 | LB | US
CPYEN2-10-0.2795 | CPYEN2-10-0.2795 | 1-1/2" 360 Degree Nozzle Drill 0.2795 > Novec 1230 | 213.67 | 285 | L3 | 1 | LB | US
CPYEN2-10-0.2835 | CPYEN2-10-0.2835 | 1-1/2" 360 Degree Nozzle Drill 0.2835 > Novec 1230 | 213.67 | 285 | L3 | 1 | LB | US
CPYEN2-10-0.2874 | CPYEN2-10-0.2874 | 1-1/2" 360 Degree Nozzle Drill 0.2874 > Novec 1230 | 213.67 | 285 | L3 | 1 | LB | US
CPYEN2-10-0.2913 | CPYEN2-10-0.2913 | 1-1/2" 360 Degree Nozzle Drill 0.2913 > Novec 1230 | 213.67 | 285 | L3 | 1 | LB | US
CPYEN2-10-0.2953 | CPYEN2-10-0.2953 | 1-1/2" 360 Degree Nozzle Drill 0.2953 > Novec 1230 | 213.67 | 285 | L3 | 1 | LB | US
CPYEN2-10-0.2992 | CPYEN2-10-0.2992 | 1-1/2" 360 Degree Nozzle Drill 0.2992 > Novec 1230 | 213.67 | 285 | L3 | 1 | LB | US
CPYEN2-10-0.3031 | CPYEN2-10-0.3031 | 1-1/2" 360 Degree Nozzle Drill 0.3031 > Novec 1230 | 213.67 | 285 | L3 | 1 | LB | US
CPYEN2-10-0.3071 | CPYEN2-10-0.3071 | 1-1/2" 360 Degree Nozzle Drill 0.3071 > Novec 1230 | 213.67 | 285 | L3 | 1 | LB | US
CPYEN2-10-0.3110 | CPYEN2-10-0.3110 | 1-1/2" 360 Degree Nozzle Drill 0.3110 > Novec 1230 | 213.67 | 285 | L3 | 1 | LB | US
CPYEN2-10-0.3150 | CPYEN2-10-0.3150 | 1-1/2" 360 Degree Nozzle Drill 0.3150 > Novec 1230 | 213.67 | 285 | L3 | 1 | LB | US
CPYEN2-10-0.3189 | CPYEN2-10-0.3189 | 1-1/2" 360 Degree Nozzle Drill 0.3189 > Novec 1230 | 213.67 | 285 | L3 | 1 | LB | US
CPYEN2-10-0.3228 | CPYEN2-10-0.3228 | 1-1/2" 360 Degree Nozzle Drill 0.3228 > Novec 1230 | 213.67 | 285 | L3 | 1 | LB | US
CPYEN2-10-0.3268 | CPYEN2-10-0.3268 | 1-1/2" 360 Degree Nozzle Drill 0.3268 > Novec 1230 | 213.67 | 285 | L3 | 1 | LB | US
CPYEN2-10-0.3307 | CPYEN2-10-0.3307 | 1-1/2" 360 Degree Nozzle Drill 0.3307 > Novec 1230 | 213.67 | 285 | L3 | 1 | LB | US
CPYEN2-10-0.3346 | CPYEN2-10-0.3346 | 1-1/2" 360 Degree Nozzle Drill 0.3346 > Novec 1230 | 213.67 | 285 | L3 | 1 | LB | US
CPYEN2-10-0.3386 | CPYEN2-10-0.3386 | 1-1/2" 360 Degree Nozzle Drill 0.3386 > Novec 1230 | 213.67 | 285 | L3 | 1 | LB | US
CPYEN2-10-0.3425 | CPYEN2-10-0.3425 | 1-1/2" 360 Degree Nozzle Drill 0.3425 > Novec 1230 | 213.67 | 285 | L3 | 1 | LB | US
CPYEN2-10-0.3465 | CPYEN2-10-0.3465 | 1-1/2" 360 Degree Nozzle Drill 0.3465 > Novec 1230 | 213.67 | 285 | L3 | 1 | LB | US
CPYEN2-10-0.3504 | CPYEN2-10-0.3504 | 1-1/2" 360 Degree Nozzle Drill 0.3504 > Novec 1230 | 213.67 | 285 | L3 | 1 | LB | US
CPYEN2-10-0.3543 | CPYEN2-10-0.3543 | 1-1/2" 360 Degree Nozzle Drill 0.3543 > Novec 1230 | 213.67 | 285 | L3 | 1 | LB | US
CPYEN2-10-0.3583 | CPYEN2-10-0.3583 | 1-1/2" 360 Degree Nozzle Drill 0.3583 > Novec 1230 | 213.67 | 285 | L3 | 1 | LB | US
CPYEN2-10-0.3622 | CPYEN2-10-0.3622 | 1-1/2" 360 Degree Nozzle Drill 0.3622 > Novec 1230 | 213.67 | 285 | L3 | 1 | LB | US
CPYEN2-10-0.3661 | CPYEN2-10-0.3661 | 1-1/2" 360 Degree Nozzle Drill 0.3661 > Novec 1230 | 213.67 | 285 | L3 | 1 | LB | US
2" Sidewall Nozzle |  | Sidewall Nozzles
CPYEN2-11-0.2598 | CPYEN2-11-0.2598 | 2" 180 Degree Nozzle Drill 0.2598 > Novec 1230 | 213.67 | 285 | L3 | 1 | LB | US
CPYEN2-11-0.2638 | CPYEN2-11-0.2638 | 2" 180 Degree Nozzle Drill 0.2638 > Novec 1230 | 213.67 | 285 | L3 | 1 | LB | US
CPYEN2-11-0.2677 | CPYEN2-11-0.2677 | 2" 180 Degree Nozzle Drill 0.2677 > Novec 1230 | 213.67 | 285 | L3 | 1 | LB | US
CPYEN2-11-0.2717 | CPYEN2-11-0.2717 | 2" 180 Degree Nozzle Drill 0.2717 > Novec 1230 | 213.67 | 285 | L3 | 1 | LB | US
CPYEN2-11-0.2756 | CPYEN2-11-0.2756 | 2" 180 Degree Nozzle Drill 0.2756 > Novec 1230 | 213.67 | 285 | L3 | 1 | LB | US
CPYEN2-11-0.2795 | CPYEN2-11-0.2795 | 2" 180 Degree Nozzle Drill 0.2795 > Novec 1230 | 213.67 | 285 | L3 | 1 | LB | US
CPYEN2-11-0.2835 | CPYEN2-11-0.2835 | 2" 180 Degree Nozzle Drill 0.2835 > Novec 1230 | 213.67 | 285 | L3 | 1 | LB | US
CPYEN2-11-0.2874 | CPYEN2-11-0.2874 | 2" 180 Degree Nozzle Drill 0.2874 > Novec 1230 | 213.67 | 285 | L3 | 1 | LB | US
CPYEN2-11-0.2913 | CPYEN2-11-0.2913 | 2" 180 Degree Nozzle Drill 0.2913 > Novec 1230 | 213.67 | 285 | L3 | 1 | LB | US
CPYEN2-11-0.2953 | CPYEN2-11-0.2953 | 2" 180 Degree Nozzle Drill 0.2953 > Novec 1230 | 213.67 | 285 | L3 | 1 | LB | US
CPYEN2-11-0.2992 | CPYEN2-11-0.2992 | 2" 180 Degree Nozzle Drill 0.2992 > Novec 1230 | 213.67 | 285 | L3 | 1 | LB | US
CPYEN2-11-0.3031 | CPYEN2-11-0.3031 | 2" 180 Degree Nozzle Drill 0.3031 > Novec 1230 | 213.67 | 285 | L3 | 1 | LB | US
CPYEN2-11-0.3071 | CPYEN2-11-0.3071 | 2" 180 Degree Nozzle Drill 0.3071 > Novec 1230 | 213.67 | 285 | L3 | 1 | LB | US
CPYEN2-11-0.3110 | CPYEN2-11-0.3110 | 2" 180 Degree Nozzle Drill 0.3110 > Novec 1230 | 213.67 | 285 | L3 | 1 | LB | US
CPYEN2-11-0.3150 | CPYEN2-11-0.3150 | 2" 180 Degree Nozzle Drill 0.3150 > Novec 1230 | 213.67 | 285 | L3 | 1 | LB | US
CPYEN2-11-0.3189 | CPYEN2-11-0.3189 | 2" 180 Degree Nozzle Drill 0.3189 > Novec 1230 | 213.67 | 285 | L3 | 1 | LB | US
CPYEN2-11-0.3228 | CPYEN2-11-0.3228 | 2" 180 Degree Nozzle Drill 0.3228 > Novec 1230 | 213.67 | 285 | L3 | 1 | LB | US
CPYEN2-11-0.3268 | CPYEN2-11-0.3268 | 2" 180 Degree Nozzle Drill 0.3268 > Novec 1230 | 213.67 | 285 | L3 | 1 | LB | US
CPYEN2-11-0.3307 | CPYEN2-11-0.3307 | 2" 180 Degree Nozzle Drill 0.3307 > Novec 1230 | 213.67 | 285 | L3 | 1 | LB | US
CPYEN2-11-0.3346 | CPYEN2-11-0.3346 | 2" 180 Degree Nozzle Drill 0.3346 > Novec 1230 | 213.67 | 285 | L3 | 1 | LB | US
CPYEN2-11-0.3386 | CPYEN2-11-0.3386 | 2" 180 Degree Nozzle Drill 0.3386 > Novec 1230 | 213.67 | 285 | L3 | 1 | LB | US
CPYEN2-11-0.3425 | CPYEN2-11-0.3425 | 2" 180 Degree Nozzle Drill 0.3425 > Novec 1230 | 213.67 | 285 | L3 | 1 | LB | US
CPYEN2-11-0.3465 | CPYEN2-11-0.3465 | 2" 180 Degree Nozzle Drill 0.3465 > Novec 1230 | 213.67 | 285 | L3 | 1 | LB | US
CPYEN2-11-0.3504 | CPYEN2-11-0.3504 | 2" 180 Degree Nozzle Drill 0.3504 > Novec 1230 | 213.67 | 285 | L3 | 1 | LB | US
CPYEN2-11-0.3543 | CPYEN2-11-0.3543 | 2" 180 Degree Nozzle Drill 0.3543 > Novec 1230 | 213.67 | 285 | L3 | 1 | LB | US
CPYEN2-11-0.3583 | CPYEN2-11-0.3583 | 2" 180 Degree Nozzle Drill 0.3583 > Novec 1230 | 213.67 | 285 | L3 | 1 | LB | US
CPYEN2-11-0.3622 | CPYEN2-11-0.3622 | 2" 180 Degree Nozzle Drill 0.3622 > Novec 1230 | 213.67 | 285 | L3 | 1 | LB | US
CPYEN2-11-0.3661 | CPYEN2-11-0.3661 | 2" 180 Degree Nozzle Drill 0.3661 > Novec 1230 | 213.67 | 285 | L3 | 1 | LB | US
CPYEN2-11-0.3701 | CPYEN2-11-0.3701 | 2" 180 Degree Nozzle Drill 0.3701 > Novec 1230 | 213.67 | 285 | L3 | 1 | LB | US
CPYEN2-11-0.3740 | CPYEN2-11-0.3740 | 2" 180 Degree Nozzle Drill 0.3740 > Novec 1230 | 213.67 | 285 | L3 | 1 | LB | US
CPYEN2-11-0.3780 | CPYEN2-11-0.3780 | 2" 180 Degree Nozzle Drill 0.3780 > Novec 1230 | 213.67 | 285 | L3 | 1 | LB | US
CPYEN2-11-0.3819 | CPYEN2-11-0.3819 | 2" 180 Degree Nozzle Drill 0.3819 > Novec 1230 | 213.67 | 285 | L3 | 1 | LB | US
CPYEN2-11-0.3858 | CPYEN2-11-0.3858 | 2" 180 Degree Nozzle Drill 0.3858 > Novec 1230 | 213.67 | 285 | L3 | 1 | LB | US
CPYEN2-11-0.3898 | CPYEN2-11-0.3898 | 2" 180 Degree Nozzle Drill 0.3898 > Novec 1230 | 213.67 | 285 | L3 | 1 | LB | US
CPYEN2-11-0.3937 | CPYEN2-11-0.3937 | 2" 180 Degree Nozzle Drill 0.3937 > Novec 1230 | 213.67 | 285 | L3 | 1 | LB | US
CPYEN2-11-0.3976 | CPYEN2-11-0.3976 | 2" 180 Degree Nozzle Drill 0.3976 > Novec 1230 | 213.67 | 285 | L3 | 1 | LB | US
CPYEN2-11-0.4016 | CPYEN2-11-0.4016 | 2" 180 Degree Nozzle Drill 0.4016 > Novec 1230 | 213.67 | 285 | L3 | 1 | LB | US
CPYEN2-11-0.4055 | CPYEN2-11-0.4055 | 2" 180 Degree Nozzle Drill 0.4055 > Novec 1230 | 213.67 | 285 | L3 | 1 | LB | US
CPYEN2-11-0.4094 | CPYEN2-11-0.4094 | 2" 180 Degree Nozzle Drill 0.4094 > Novec 1230 | 213.67 | 285 | L3 | 1 | LB | US
CPYEN2-11-0.4134 | CPYEN2-11-0.4134 | 2" 180 Degree Nozzle Drill 0.4134 > Novec 1230 | 213.67 | 285 | L3 | 1 | LB | US
CPYEN2-11-0.4173 | CPYEN2-11-0.4173 | 2" 180 Degree Nozzle Drill 0.4173 > Novec 1230 | 213.67 | 285 | L3 | 1 | LB | US
CPYEN2-11-0.4213 | CPYEN2-11-0.4213 | 2" 180 Degree Nozzle Drill 0.4213 > Novec 1230 | 213.67 | 285 | L3 | 1 | LB | US
CPYEN2-11-0.4252 | CPYEN2-11-0.4252 | 2" 180 Degree Nozzle Drill 0.4252 > Novec 1230 | 213.67 | 285 | L3 | 1 | LB | US
CPYEN2-11-0.4291 | CPYEN2-11-0.4291 | 2" 180 Degree Nozzle Drill 0.4291 > Novec 1230 | 213.67 | 285 | L3 | 1 | LB | US
CPYEN2-11-0.4331 | CPYEN2-11-0.4331 | 2" 180 Degree Nozzle Drill 0.4331 > Novec 1230 | 213.67 | 285 | L3 | 1 | LB | US
CPYEN2-11-0.4370 | CPYEN2-11-0.4370 | 2" 180 Degree Nozzle Drill 0.4370 > Novec 1230 | 213.67 | 285 | L3 | 1 | LB | US
CPYEN2-11-0.4409 | CPYEN2-11-0.4409 | 2" 180 Degree Nozzle Drill 0.4409 > Novec 1230 | 213.67 | 285 | L3 | 1 | LB | US
CPYEN2-11-0.4449 | CPYEN2-11-0.4449 | 2" 180 Degree Nozzle Drill 0.4449 > Novec 1230 | 213.67 | 285 | L3 | 1 | LB | US
CPYEN2-11-0.4488 | CPYEN2-11-0.4488 | 2" 180 Degree Nozzle Drill 0.4488 > Novec 1230 | 213.67 | 285 | L3 | 1 | LB | US
CPYEN2-11-0.4528 | CPYEN2-11-0.4528 | 2" 180 Degree Nozzle Drill 0.4528 > Novec 1230 | 213.67 | 285 | L3 | 1 | LB | US
CPYEN2-11-0.4567 | CPYEN2-11-0.4567 | 2" 180 Degree Nozzle Drill 0.4567 > Novec 1230 | 213.67 | 285 | L3 | 1 | LB | US
CPYEN2-11-0.4606 | CPYEN2-11-0.4606 | 2" 180 Degree Nozzle Drill 0.4606 > Novec 1230 | 213.67 | 285 | L3 | 1 | LB | US
CPYEN2-11-0.4646 | CPYEN2-11-0.4646 | 2" 180 Degree Nozzle Drill 0.4646 > Novec 1230 | 213.67 | 285 | L3 | 1 | LB | US
CPYEN2-11-0.4685 | CPYEN2-11-0.4685 | 2" 180 Degree Nozzle Drill 0.4685 > Novec 1230 | 213.67 | 285 | L3 | 1 | LB | US
CPYEN2-11-0.4724 | CPYEN2-11-0.4724 | 2" 180 Degree Nozzle Drill 0.4724 > Novec 1230 | 213.67 | 285 | L3 | 1 | LB | US
CPYEN2-11-0.4764 | CPYEN2-11-0.4764 | 2" 180 Degree Nozzle Drill 0.4764 > Novec 1230 | 213.67 | 285 | L3 | 1 | LB | US
CPYEN2-11-0.4803 | CPYEN2-11-0.4803 | 2" 180 Degree Nozzle Drill 0.4803 > Novec 1230 | 213.67 | 285 | L3 | 1 | LB | US
CPYEN2-11-0.4843 | CPYEN2-11-0.4843 | 2" 180 Degree Nozzle Drill 0.4843 > Novec 1230 | 213.67 | 285 | L3 | 1 | LB | US
CPYEN2-11-0.4882 | CPYEN2-11-0.4882 | 2" 180 Degree Nozzle Drill 0.4882 > Novec 1230 | 213.67 | 285 | L3 | 1 | LB | US
CPYEN2-11-0.4921 | CPYEN2-11-0.4921 | 2" 180 Degree Nozzle Drill 0.4921 > Novec 1230 | 213.67 | 285 | L3 | 1 | LB | US
CPYEN2-11-0.4961 | CPYEN2-11-0.4961 | 2" 180 Degree Nozzle Drill 0.4961 > Novec 1230 | 213.67 | 285 | L3 | 1 | LB | US
CPYEN2-11-0.5000 | CPYEN2-11-0.5000 | 2" 180 Degree Nozzle Drill 0.5000 > Novec 1230 | 213.67 | 285 | L3 | 1 | LB | US
CPYEN2-11-0.5039 | CPYEN2-11-0.5039 | 2" 180 Degree Nozzle Drill 0.5039 > Novec 1230 | 213.67 | 285 | L3 | 1 | LB | US
CPYEN2-11-0.5079 | CPYEN2-11-0.5079 | 2" 180 Degree Nozzle Drill 0.5079 > Novec 1230 | 213.67 | 285 | L3 | 1 | LB | US
CPYEN2-11-0.5118 | CPYEN2-11-0.5118 | 2" 180 Degree Nozzle Drill 0.5118 > Novec 1230 | 213.67 | 285 | L3 | 1 | LB | US
CPYEN2-11-0.5157 | CPYEN2-11-0.5157 | 2" 180 Degree Nozzle Drill 0.5157 > Novec 1230 | 213.67 | 285 | L3 | 1 | LB | US
CPYEN2-11-0.5197 | CPYEN2-11-0.5197 | 2" 180 Degree Nozzle Drill 0.5197 > Novec 1230 | 213.67 | 285 | L3 | 1 | LB | US
2" Central Nozzle |  | Central Nozzles
CPYEN2-12-0.2323 | CPYEN2-12-0.2323 | 2" 360 Degree Nozzle Drill 0.2323 > Novec 1230 | 213.67 | 285 | L3 | 1 | LB | US
CPYEN2-12-0.2362 | CPYEN2-12-0.2362 | 2" 360 Degree Nozzle Drill 0.2362 > Novec 1230 | 213.67 | 285 | L3 | 1 | LB | US
CPYEN2-12-0.2402 | CPYEN2-12-0.2402 | 2" 360 Degree Nozzle Drill 0.2402 > Novec 1230 | 213.67 | 285 | L3 | 1 | LB | US
CPYEN2-12-0.2441 | CPYEN2-12-0.2441 | 2" 360 Degree Nozzle Drill 0.2441 > Novec 1230 | 213.67 | 285 | L3 | 1 | LB | US
CPYEN2-12-0.2480 | CPYEN2-12-0.2480 | 2" 360 Degree Nozzle Drill 0.2480 > Novec 1230 | 213.67 | 285 | L3 | 1 | LB | US
CPYEN2-12-0.2520 | CPYEN2-12-0.2520 | 2" 360 Degree Nozzle Drill 0.2520 > Novec 1230 | 213.67 | 285 | L3 | 1 | LB | US
CPYEN2-12-0.2559 | CPYEN2-12-0.2559 | 2" 360 Degree Nozzle Drill 0.2559 > Novec 1230 | 213.67 | 285 | L3 | 1 | LB | US
CPYEN2-12-0.2598 | CPYEN2-12-0.2598 | 2" 360 Degree Nozzle Drill 0.2598 > Novec 1230 | 213.67 | 285 | L3 | 1 | LB | US
CPYEN2-12-0.2638 | CPYEN2-12-0.2638 | 2" 360 Degree Nozzle Drill 0.2638 > Novec 1230 | 213.67 | 285 | L3 | 1 | LB | US
CPYEN2-12-0.2677 | CPYEN2-12-0.2677 | 2" 360 Degree Nozzle Drill 0.2677 > Novec 1230 | 213.67 | 285 | L3 | 1 | LB | US
CPYEN2-12-0.2717 | CPYEN2-12-0.2717 | 2" 360 Degree Nozzle Drill 0.2717 > Novec 1230 | 213.67 | 285 | L3 | 1 | LB | US
CPYEN2-12-0.2756 | CPYEN2-12-0.2756 | 2" 360 Degree Nozzle Drill 0.2756 > Novec 1230 | 213.67 | 285 | L3 | 1 | LB | US
CPYEN2-12-0.2795 | CPYEN2-12-0.2795 | 2" 360 Degree Nozzle Drill 0.2795 > Novec 1230 | 213.67 | 285 | L3 | 1 | LB | US
CPYEN2-12-0.2835 | CPYEN2-12-0.2835 | 2" 360 Degree Nozzle Drill 0.2835 > Novec 1230 | 213.67 | 285 | L3 | 1 | LB | US
CPYEN2-12-0.2874 | CPYEN2-12-0.2874 | 2" 360 Degree Nozzle Drill 0.2874 > Novec 1230 | 213.67 | 285 | L3 | 1 | LB | US
CPYEN2-12-0.2913 | CPYEN2-12-0.2913 | 2" 360 Degree Nozzle Drill 0.2913 > Novec 1230 | 213.67 | 285 | L3 | 1 | LB | US
CPYEN2-12-0.2953 | CPYEN2-12-0.2953 | 2" 360 Degree Nozzle Drill 0.2953 > Novec 1230 | 213.67 | 285 | L3 | 1 | LB | US
CPYEN2-12-0.2992 | CPYEN2-12-0.2992 | 2" 360 Degree Nozzle Drill 0.2992 > Novec 1230 | 213.67 | 285 | L3 | 1 | LB | US
CPYEN2-12-0.3031 | CPYEN2-12-0.3031 | 2" 360 Degree Nozzle Drill 0.3031 > Novec 1230 | 213.67 | 285 | L3 | 1 | LB | US
CPYEN2-12-0.3071 | CPYEN2-12-0.3071 | 2" 360 Degree Nozzle Drill 0.3071 > Novec 1230 | 213.67 | 285 | L3 | 1 | LB | US
CPYEN2-12-0.3110 | CPYEN2-12-0.3110 | 2" 360 Degree Nozzle Drill 0.3110 > Novec 1230 | 213.67 | 285 | L3 | 1 | LB | US
CPYEN2-12-0.3150 | CPYEN2-12-0.3150 | 2" 360 Degree Nozzle Drill 0.3150 > Novec 1230 | 213.67 | 285 | L3 | 1 | LB | US
CPYEN2-12-0.3189 | CPYEN2-12-0.3189 | 2" 360 Degree Nozzle Drill 0.3189 > Novec 1230 | 213.67 | 285 | L3 | 1 | LB | US
CPYEN2-12-0.3228 | CPYEN2-12-0.3228 | 2" 360 Degree Nozzle Drill 0.3228 > Novec 1230 | 213.67 | 285 | L3 | 1 | LB | US
CPYEN2-12-0.3268 | CPYEN2-12-0.3268 | 2" 360 Degree Nozzle Drill 0.3268 > Novec 1230 | 213.67 | 285 | L3 | 1 | LB | US
CPYEN2-12-0.3307 | CPYEN2-12-0.3307 | 2" 360 Degree Nozzle Drill 0.3307 > Novec 1230 | 213.67 | 285 | L3 | 1 | LB | US
CPYEN2-12-0.3346 | CPYEN2-12-0.3346 | 2" 360 Degree Nozzle Drill 0.3346 > Novec 1230 | 213.67 | 285 | L3 | 1 | LB | US
CPYEN2-12-0.3386 | CPYEN2-12-0.3386 | 2" 360 Degree Nozzle Drill 0.3386 > Novec 1230 | 213.67 | 285 | L3 | 1 | LB | US
CPYEN2-12-0.3425 | CPYEN2-12-0.3425 | 2" 360 Degree Nozzle Drill 0.3425 > Novec 1230 | 213.67 | 285 | L3 | 1 | LB | US
CPYEN2-12-0.3465 | CPYEN2-12-0.3465 | 2" 360 Degree Nozzle Drill 0.3465 > Novec 1230 | 213.67 | 285 | L3 | 1 | LB | US
CPYEN2-12-0.3504 | CPYEN2-12-0.3504 | 2" 360 Degree Nozzle Drill 0.3504 > Novec 1230 | 213.67 | 285 | L3 | 1 | LB | US
CPYEN2-12-0.3543 | CPYEN2-12-0.3543 | 2" 360 Degree Nozzle Drill 0.3543 > Novec 1230 | 213.67 | 285 | L3 | 1 | LB | US
CPYEN2-12-0.3583 | CPYEN2-12-0.3583 | 2" 360 Degree Nozzle Drill 0.3583 > Novec 1230 | 213.67 | 285 | L3 | 1 | LB | US
CPYEN2-12-0.3622 | CPYEN2-12-0.3622 | 2" 360 Degree Nozzle Drill 0.3622 > Novec 1230 | 213.67 | 285 | L3 | 1 | LB | US
CPYEN2-12-0.3661 | CPYEN2-12-0.3661 | 2" 360 Degree Nozzle Drill 0.3661 > Novec 1230 | 213.67 | 285 | L3 | 1 | LB | US
CPYEN2-12-0.3701 | CPYEN2-12-0.3701 | 2" 360 Degree Nozzle Drill 0.3701 > Novec 1230 | 213.67 | 285 | L3 | 1 | LB | US
CPYEN2-12-0.3740 | CPYEN2-12-0.3740 | 2" 360 Degree Nozzle Drill 0.3740 > Novec 1230 | 213.67 | 285 | L3 | 1 | LB | US
CPYEN2-12-0.3780 | CPYEN2-12-0.3780 | 2" 360 Degree Nozzle Drill 0.3780 > Novec 1230 | 213.67 | 285 | L3 | 1 | LB | US
CPYEN2-12-0.3819 | CPYEN2-12-0.3819 | 2" 360 Degree Nozzle Drill 0.3819 > Novec 1230 | 213.67 | 285 | L3 | 1 | LB | US
CPYEN2-12-0.3858 | CPYEN2-12-0.3858 | 2" 360 Degree Nozzle Drill 0.3858 > Novec 1230 | 213.67 | 285 | L3 | 1 | LB | US
CPYEN2-12-0.3898 | CPYEN2-12-0.3898 | 2" 360 Degree Nozzle Drill 0.3898 > Novec 1230 | 213.67 | 285 | L3 | 1 | LB | US
CPYEN2-12-0.3937 | CPYEN2-12-0.3937 | 2" 360 Degree Nozzle Drill 0.3937 > Novec 1230 | 213.67 | 285 | L3 | 1 | LB | US
CPYEN2-12-0.3976 | CPYEN2-12-0.3976 | 2" 360 Degree Nozzle Drill 0.3976 > Novec 1230 | 213.67 | 285 | L3 | 1 | LB | US
CPYEN2-12-0.4016 | CPYEN2-12-0.4016 | 2" 360 Degree Nozzle Drill 0.4016 > Novec 1230 | 213.67 | 285 | L3 | 1 | LB | US
CPYEN2-12-0.4055 | CPYEN2-12-0.4055 | 2" 360 Degree Nozzle Drill 0.4055 > Novec 1230 | 213.67 | 285 | L3 | 1 | LB | US
CPYEN2-12-0.4094 | CPYEN2-12-0.4094 | 2" 360 Degree Nozzle Drill 0.4094 > Novec 1230 | 213.67 | 285 | L3 | 1 | LB | US
CPYEN2-12-0.4134 | CPYEN2-12-0.4134 | 2" 360 Degree Nozzle Drill 0.4134 > Novec 1230 | 213.67 | 285 | L3 | 1 | LB | US
CPYEN2-12-0.4173 | CPYEN2-12-0.4173 | 2" 360 Degree Nozzle Drill 0.4173 > Novec 1230 | 213.67 | 285 | L3 | 1 | LB | US
CPYEN2-12-0.4213 | CPYEN2-12-0.4213 | 2" 360 Degree Nozzle Drill 0.4213 > Novec 1230 | 213.67 | 285 | L3 | 1 | LB | US
CPYEN2-12-0.4252 | CPYEN2-12-0.4252 | 2" 360 Degree Nozzle Drill 0.4252 > Novec 1230 | 213.67 | 285 | L3 | 1 | LB | US
CPYEN2-12-0.4291 | CPYEN2-12-0.4291 | 2" 360 Degree Nozzle Drill 0.4291 > Novec 1230 | 213.67 | 285 | L3 | 1 | LB | US
CPYEN2-12-0.4331 | CPYEN2-12-0.4331 | 2" 360 Degree Nozzle Drill 0.4331 > Novec 1230 | 213.67 | 285 | L3 | 1 | LB | US
CPYEN2-12-0.4370 | CPYEN2-12-0.4370 | 2" 360 Degree Nozzle Drill 0.4370 > Novec 1230 | 213.67 | 285 | L3 | 1 | LB | US
CPYEN2-12-0.4409 | CPYEN2-12-0.4409 | 2" 360 Degree Nozzle Drill 0.4409 > Novec 1230 | 213.67 | 285 | L3 | 1 | LB | US
CPYEN2-12-0.4449 | CPYEN2-12-0.4449 | 2" 360 Degree Nozzle Drill 0.4449 > Novec 1230 | 213.67 | 285 | L3 | 1 | LB | US
CPYEN2-12-0.4488 | CPYEN2-12-0.4488 | 2" 360 Degree Nozzle Drill 0.4488 > Novec 1230 | 213.67 | 285 | L3 | 1 | LB | US
CPYEN2-12-0.4528 | CPYEN2-12-0.4528 | 2" 360 Degree Nozzle Drill 0.4528 > Novec 1230 | 213.67 | 285 | L3 | 1 | LB | US
CPYEN2-12-0.4567 | CPYEN2-12-0.4567 | 2" 360 Degree Nozzle Drill 0.4567 > Novec 1230 | 213.67 | 285 | L3 | 1 | LB | US
CPYEN2-12-0.4606 | CPYEN2-12-0.4606 | 2" 360 Degree Nozzle Drill 0.4606 > Novec 1230 | 213.67 | 285 | L3 | 1 | LB | US
CPYEN2-12-0.4646 | CPYEN2-12-0.4646 | 2" 360 Degree Nozzle Drill 0.4646 > Novec 1230 | 213.67 | 285 | L3 | 1 | LB | US
CPYEN2-12-0.4685 | CPYEN2-12-0.4685 | 2" 360 Degree Nozzle Drill 0.4685 > Novec 1230 | 213.67 | 285 | L3 | 1 | LB | US
SAFEPATH ------------------------------------------------------------------------------------------------------------------------------------------------------------------------------
SP40S | S54459-C5-A1 | SAFEPATH MULTIFUNCTION FACILITY COMMU SYS | 5073.12 | 6764 | L3 | 33.675 | LB | US
SP40S-B | S54459-C6-A1 | SAFEPATH MULTIFUNCTION FACILITY COMMUN SYS,BLK | 5073.12 | 6764 | L3 | 33.1 | LB | US
SP40SE | S54459-C7-A1 | SAFEPATH MULTIFUNCTION FACILITY COMMUN SYS, 220 VAC | 6289.92 | 8387 | L3 | 36 | LB | US
AM-SP40S-SMK | S54459-C8-A1 | SP40S AFTER MKT 8 MESSAGE STANDARD MESSAGE KIT | 561.6 | 749 | L3 | 1 | LB | US
AM-SP40S-PMK | S54459-C9-A1 | SP40S AFTER MKT 8 MESSAGE FACTORY PROGRAM KIT | 561.6 | 749 | L3 | 1 | LB | US
AM-SP40S-NBT | S54459-C10-A1 | SP40S NARROWBAND TONE MESSAGE KIT | 561.6 | 749 | L3 | 1 | LB | US
SPB-160 | S54459-C11-A1 | SP40S SUPERVISED AUDIO POWER BOOSTER,160W,RD | 6126.12 | 8168 | L3 | 36 | LB | US
SPB-160-B | S54459-C12-A1 | SP40S SUPERVISED AUDIO POWER BOOSTER,160W,BLK | 6126.12 | 8168 | L3 | 36 | LB | US
SPB-160E | S54459-C13-A1 | SP40S SUPERVISED AUDIO POWER BOOSTER,160W,RD, 220 VAC | 6126.12 | 8168 | L3 | 36 | LB | US
SPB-160E-B | S54459-C14-A1 | SP40S SUPERVISED AUDIO POWER BOOSTER,160W,RD, 220 VAC,BLK | 6126.12 | 8168 | L3 | 36 | LB | US
SPB-80/4 | S54459-C15-A1 | SP SUPERV AUDIO POWER BOOSTER,80W,4A STRB PWR,RD | 6126.12 | 8168 | L3 | 36 | LB | US
SPB-80/4-B | S54459-C16-A1 | SP SUPERV AUDIO POWER BOOSTER,80W,4A STRB PWR,BLK | 6126.12 | 8168 | L3 | 36 | LB | US
SPB-80/4E | S54459-C17-A1 | SP SUPERV AUDIO POWER BOOSTER,80W,4A STRB PWR,RD, 220 VAC | 6126.12 | 8168 | L3 | 36 | LB | US
SPB-80/4E-B | S54459-C18-A1 | SP SUPERV AUDIO POWER BOOSTER,80W,4A STRB PWR,RD, 220 VAC,BLK | 6126.12 | 8168 | L3 | 36 | LB | US
SPB-320 | S54459-C19-A1 | AUDIO POWER BOOSTER,320W, RED ENCLOSURE | 12252.24 | 16336 | L3 | 70 | LB | US
SPB-320-B | S54459-C20-A1 | AUDIO POWER BOOSTER, 320W, BLACK ENCLOSURE | 12252.24 | 16336 | L3 | 70 | LB | US
SPB-320E | S54459-C21-A1 | AUDIO POWER BOOSTER, 320W, 220VAC / 50 Hz | 12252.24 | 16336 | L3 | 70 | LB | US
SP4Z-A/B | S54459-C23-A1 | SP40S SPKR SPLITTER,4 ZONE CLASS B OR 2 ZONE CLASS A | 858 | 1144 | L3 | 1 | LB | US
SPMB4Z | S54459-C24-A1 | SPB AUDIO BOOSTER SPLITER MOUNTING BRACKET | 229.32 | 306 | L3 | 1 | LB | US
SPRM | S54459-C25-A1 | SP40S REMOTE BLK MICROPHONE,RED PLATE | 1007.76 | 1344 | L3 | 1 | LB | US
SPRM-B | S54459-C26-A1 | SP40S REMOTE BLK MICROPHONE,BLK PLATE | 1007.76 | 1344 | L3 | 1 | LB | US
SPRM-GP | S54459-C27-A1 | SPB 80/4,SPB 160,SPB 320 GEN PAGING BLK MIC,BLK PLT | 1007.76 | 1344 | L3 | 1 | LB | US
SP4-RMX | S54459-C29-A1 | SP4 MICROPHONE EXPANSION MODULE,BLK | 1447.68 | 1930 | L3 | 0.5 | LB | US
SP4-APS | S54459-C30-A1 | SP4 ADDRESSABLE PAGING SPLITTER | 1480.44 | 1974 | L3 | 1 | LB | US
SP4-TZC | S54459-C31-A1 | SP 4 ADDRESSAGE ZONE CONTROLER | 2332.2 | 3110 | L3 | 6 | LB | US
TZC-USB | S54459-C32-A1 | SP4 TZC PROGRAMMING CABLE | 104.52 | 139 | L3 | 1 | LB | CN
SP-SVC | S54459-C33-A1 | SAFEPATH SUPERVISED VOLUME CONTROL | 432.12 | 576 | L3 | 1 | LB | US
SP4-LOC-FB | S54459-C34-A1 | LOCAL OPERATOR CONSOLE,FLUSH MOUNT | 5229.12 | 6972 | L3 | 19.5 | LB | US
SP4-LOC-SB | S54459-C35-A1 | LOCAL OPERATOR CONSOLE,SURFACE MOUNT | 5229.12 | 6972 | L3 | 19.5 | LB | US
SP4-LOC-KIT | S54459-C36-A1 | SP 4 LOC HVAC EMERGENCY CUTOFF KIT | 893.88 | 1192 | L3 | 0.7 | LB | US
NACIM | S54459-C37-A1 | NOTIFICATION APPLIANCE CIRCUIT INTERFACE MODULE | 268.32 | 358 | L3 | 0.1 | LB | US
EOLK | S54459-C38-A1 | END OF LINE RESISTOR KIT(8 EOL’S), UL LISTED | 268.32 | 358 | L3 | 0.2 | LB | US
EOLK-EM | S54459-C39-A1 | END OF LINE RESISTOR KIT(32 EOL’S), UL LISTED | 964.08 | 1285 | L3 | 0.4 | LB | US
LEMD-M | S54459-C40-A1 | LED ILLUMINATED EMERGENCY TEXT MESSAGE DISPLAY. UL 48 LISTED FOR UFC COMPLIANCE | 858 | 1144 | L3 | 0.1 | LB | US
SPX40S | S54459-C41-A1 | SAFEPATH SP40S REPLACEMENT MOTHER BOARD | 3271.32 | 4362 | L3 | 4 | LB | US
SPBX-160 | S54459-C42-A1 | SAFEPATH SPB 160 REPLACEMENT MOTHER BOARD | 3399.24 | 4532 | L3 | 4 | LB | US
SPBPS-X | S54459-C43-A1 | POWER SUPPLY BOARD,SPB160 OR SPB 80/4 | 2040.48 | 2721 | L3 | 4 | LB | US
CLOUD ACCESSORIES
CG-ASSY | S54811-B103-A1 | Hardware Kit which contains: Connect X300 ENCL-01 enclosure CGAP | 2503 | 3337 | L3 | 10.9 | LB | US
CG-ASSY-PAB-6A | S54811-B104-A1 | Hardware Kit which contains: Connect X300 PAB-ENCL enclosure CGAP2 FP2011-U1 | 2814 | 3752 | L3 | 28.2 | LB | US
CGAP | S54811-B101-A1 | Adapter plate used to mount the X300 in ENCL-01 | 114 | 152 | L3 | 1 | LB | US
CGAP2 | S54811-B102-A1 | Adapter plate used to mount the X300 in PAB-ENCL | 223 | 297 | L3 | 1 | LB | US
CXG3.X300 (Connect X300) | S55842-Z121-A100 | Connect X300 Cloud Gateway | 3888.89 | 5185 | A | 4.246 | LB | DE
ENCL-01 | S54465-C63-A1 | Exterior enclosure with Key Lock | 405.23 | 540 | L3 | 5.534 | LB | US
PAB-ENCL | S54339-A8-A1 | PAD & AMP BOOSTER ENCLOSURE 1HU BLK | 295.58 | 394 | L3 | 20 | LB | US
CAD ADVANCE+ / TEST EQUIPMENT --------------------------------------------------------------------------------------------------------------------------------------------
CAD ADVANCE+
CAD ADVANCE | 500-650497 | CAD ADVANCE+ DESIGN DRAFTING TOOL Consists of: CD & Quick Start Manual | 4560.7 | 6081 | L3 | 0.347 | LB | US
SOFTWARE
TEST GAS
TG-11 | 500-649750 | TEST GAS (12 PER CASE). Product is marked SDI-SOLO-A10 | 551.21 | 735 | L3 | 7.5 | LB | NL
MISCELLANEOUS
PDM-3 | 500-785536 | PRESSURE DIFFRNTL METER FOR DUCT | 954.34 | 1272 | L3 | 2.478 | LB | US
SOLO TEST EQUIPMENT
SOLO-100 | 500-650029 | FIBERGLASS TELESC POLE 15FT 4SECT | 1383.9 | 1845 | L3 | 3.63 | LB | GB
SOLO-101 | 500-650030 | FIBERGLASS EXTENSION POLE 4FT | 363.56 | 485 | L3 | 0.75 | LB | GB
SOLO-108 | 500-650031 | FIBERGLASS TELESC POLE 8FT 2SECT | 824.88 | 1100 | L3 | 1.63 | LB | GB
SOLO-200 | 500-650032 | UNIV REMOVAL TOOL | 1028.15 | 1371 | L3 | 2.83 | LB | GB
SOLO-330 | 500-650033 | SMOKE DISPENSER FOR TG-11 GAS | 711.48 | 949 | L3 | 1.25 | LB | CN
SOLO-332 | 500-650034 | SMOKE DISPENSER FOR TG-11 GAS - LARGE | 961.68 | 1282 | L3 | 1.75 | LB | GB
SOLO-460 | 500-650035 | HEAT DETECTOR TESTER KIT | 1978.09 | 2637 | L3 | 4 | LB | GB
SOLO-461 | 500-650036 | HEAT DETECTOR TESTER KIT | 2650.49 | 3534 | L3 | 7 | LB | GB
SOLO-716 | 500-650037 | EST SIGA REMOVAL TOOL ADAPTER | 169.1 | 225 | L3 | 0.5 | LB | GB
SOLO-760 | 500-650038 | NIMH RECHARGEABLE BATTERY BATON | 480.85 | 641 | L3 | 1.13 | LB | GB
SOLO-725 | 500-650039 | BATTERY BATON CHARGER | 532.73 | 710 | L3 | 1.75 | LB | CN
SOLO-851-KIT | 500-650041 | SMOKE & HEAT DETECTOR TEST KIT | 6376.04 | 8501 | L3 | 30 | LB | GB
SOLO-823-KIT | 500-650042 | SMOKE & HEAT DETECTOR TEST KIT 30FT | 7024.99 | 9367 | L3 | 31.5 | LB | GB
SOLO-809 | 500-650044 | STARTER TEST KIT 100, 330 | 2056.29 | 2742 | L3 | 4.88 | LB | GB
SOLO-A7-DUSTER | 500-650046 | CANNED AIR 12-10 OZ | 398.75 | 532 | L3 | 10 | LB | NL
TRUETEST-801 | 500-650047 | UNIV. SMOKE DETECTOR SENSOR TESTER | 15613.68 | 20818 | L3 | 22 | LB | GB
TRUETEST-SMOKE-400 | 500-650048 | CANNED AIR 12-9.5 OZ | 883.51 | 1178 | L3 | 10 | LB | NL
ST-1-KIT | 500-650049 | TOTAL TECH KIT FOR SMOKE & HEAT SENSITIVITY TESTING | 22896.67 | 30529 | L3 | 83.5 | LB | GB
CELL01 | 500-650051 | CELL CHECKER | 1196.24 | 1595 | L3 | 1.44 | LB | US
CELL01CS | 500-650052 | PADDED CASE FOR CELL01 | 58.64 | 78 | L3 | 0.63 | LB | US
SOLO-C3 | 500-650053 | 12 CANS FOR CO FOR TESTING | 609.84 | 813 | L3 | 1 | LB | GB
SPARE PARTS --------------------------------------------------------------------------------------------------------------------------------------------------------------------------
T-45 SPARE KEYS | S54431-Z1-A1 | T-45 KEY PACKAGE (10 per package) | 66.22 | 88 | L3 | 0.172 | LB | US
CKL-MLE-MME | S54431-Z2-A1 | Lock/Cam/Key for MLE, MME, MSE (5 per pkg) | 213.82 | 285 | L3 | 0.666 | LB | US
CKL-CAB | S54431-Z3-A1 | Lock/Cam/Key for CAB-1,2,3 (5 per pkg) | 131.44 | 175 | L3 | 0.762 | LB | US
CKL-FS250 | S54431-Z4-A1 | Lock/Cam/Key for FS-250, MPC (5 per pkg) | 274.63 | 366 | L3 | 1 | LB | US
CKL-RCC-SXL | S54431-Z5-A1 | CAMS/KEYS/LCK FOR RCC'S/ SXL(PKG OF 5) | 195.59 | 261 | L3 | 0.75 | LB | US
NCC REPLACMENT KEYS
NCC-GL-KEY | 500-649937 | LICENSE KEY FOR 1 PANEL | 73340.62 | 97787 | L3 | 0.092 | LB | CN
NCC-G1-KEY | 500-649938 | LICENSE KEY FOR UP TO 16 PANELS (Nodes) | 107321.38 | 143095 | L3 | 0.047 | LB | CN
NCC-G2-KEY | 500-649939 | LICENSE KEY FOR UP TO 32 PANELS (Nodes) | 143099.52 | 190799 | L3 | 0.053 | LB | CN
NCC-G3-KEY | 500-649940 | LICENSE KEY FOR UP TO 48 PANELS (Nodes) | 178869.85 | 238493 | L3 | 0.092 | LB | CN
NCC-G4-KEY | 500-649941 | LICENSE KEY FOR UP TO 64 PANELS (Nodes) | 214645.38 | 286194 | L3 | 0.092 | LB | CN
NCC-G5-KEY | 500-649943 | LICENSE KEY FOR UP TO 128 PANELS (Nodes) | 250420.9 | 333895 | L3 | 0.092 | LB | CN
NCC-G6-KEY | 500-650252 | LICENSE KEY FOR UP TO 256 PANELS (Nodes) | 290249.65 | 387000 | L3 | 0.092 | LB | US
NCC-G7-KEY | S54465-C68-A1 | LICENSE KEY FOR UP TO 512 PANELS (Nodes) | 326025.18 | 434700 | L3 | 1 | LB | US
NCC-G16-KEY | 500-649942 | LICENSE KEY for 16 PANEL (Nodes) EXPANSION | 35778.13 | 47704 | L3 | 0.092 | LB | CN
Note
1. Above NCC keys are only intended for replacing a defective
or upgrading/modifying an existing key.
XLS
| 555-134347 | SSD AUDIO CABLE | 64.8 | 86 | L3 | 0.019 | LB | US
| 555-134260 | 10 PIN AUDIO CABLE FOR LVM AND FMT | 45.48 | 61 | L3 | 0.359 | LB | US
T-45 SPARE KEYS | S54431-Z1-A1 | T-45 KEY PACKAGE (10 per package) | 66.22 | 88 | L3 | 0.172 | LB | US
XLS-PMI-LCD | S54430-A1-A1 | XLS PMI LCD TOUCHSCREEN ASSEMBLY | 400.22 | 534 | L3 | 0.938 | LB | CN
DETECTORS, PULL STATIONS ACCY'S
DPU-PRT | 500-650027 | DPU PRT CABLE | 67.08 | 89 | L3 | 0.147 | LB | US
DPU-PROG | 500-650028 | DPU-PROG CBL PROGRAMMING CABLE | 176.23 | 235 | L3 | 0.134 | LB | US

## 2022 Basic Price List
Model Number | Part Number | Description | Trade Net | User Net | Price Level Category | Net Weight | Weight UoM | COO
BTX-1 | 175-083897 | BATTERY SET 12V 33AH | 934.91 | 1247 | L3 | 24.06 | LB | CN
BTX-2 | 175-083898 | BATTERY SET 12V 55AH | 1266.71 | 1689 | L3 | 41.38 | LB | CN
BT-34 | 175-387140 | BATTERY SET 6V 12AH | 699.44 | 933 | L3 | 15.7 | LB | CN
BT-33 | 175-387141 | BATTERY SET 12V 7AH | 432.84 | 577 | L3 | 11.088 | LB | CN
BP-61 | 175-387194 | BATTERY SET 12V 18AH | 691.08 | 921 | L3 | 25.42 | LB | CN
SB-5R | 310-019860 | SRFC MNTG BX,MS-51,500,MSX-1 SE | 30.92 | 41 | L3 | 1.356 | LB | CN
SB-15 | 310-087863 | SURFACE MNTG BOX MS-151,157,M | 49.98 | 67 | L3 | 1.087 | LB | US
EN-PAD | 310-099073 | BLACK ENCLOSURE FOR PAD-3 | 186.01 | 248 | L3 | 9.313 | LB | CN
EN-PADR | 310-099150 | RED ENCLOSURE FOR PAD-3 | 194.7 | 260 | L3 | 9.412 | LB | CN
DT-135R | 500-019614 | RATE OF RISE/FIXED TEMP 135 DEG | 41.59 | 55 | L3 | 0.409 | LB | CN
DT-200R | 500-019615 | RATE OF RISE/FIXED TEMP 200 DEG | 41.59 | 55 | L3 | 0.422 | LB | CN
DT-135F | 500-019616 | FIXED TEMPERATURE 135 DEG. | 41.59 | 55 | L3 | 0.406 | LB | SN
DT-200F | 500-019617 | FIXED TEMPERATURE 200 DEG. | 41.59 | 55 | L3 | 0.406 | LB | CN
SCM-8 | 500-033040 | (8) SWITCH MODULE MOUNTS TO ID-MP | 346.26 | 462 | L3 | 0.406 | LB | US
ZIC-4A | 500-033050 | 4 NAC ZONES (CODED OR NON-CODED SYNC, OR NON SYNC STROBE, MT,LL., RELEASING) 3A EACH MAX., CLASS A OR B ONE CARD SLOT CC-5/CC-2 | 1107.14 | 1476 | L3 | 1.688 | LB | US
DLC | 500-033090 | INTELLIGENT DEVICE LOOP CARD (2 LOOPS/252 ADDRESSES TOTAL) ONE CARD SLOT CC-5/CC-2 | 2588.35 | 3451 | L3 | 1.041 | LB | US
LCM-8 | 500-033100 | (8) LED MODULE MOUNTS TO ID-MP | 330.57 | 441 | L3 | 0.347 | LB | CN
CSB | 500-033130 | CAN SOUNDER BOARD (FOR REMOTELY MOUNTED SCM/FCM FOR KEY PRESS AUDIBLE FEEDBACK) MOUNTS TO SCM/FCM | 85.7 | 114 | L3 | 0.081 | LB | CN
FCM-6 | 500-033140 | (6) FAN CONTROL SWITCH MODULE MOUNTS TO ID-MP | 634.25 | 846 | L3 | 0.634 | LB | US
OCM-16 | 500-033150 | OUTPUT CONTROL MODULE; (16) MOUNTS TO REMBOX-MP'S OR IN CUSTOM GRAPHIC | 512.11 | 683 | L3 | 0.725 | LB | US
HLIM | 500-033170 | LINE ISOLATOR | 119.89 | 160 | L3 | 0.313 | LB | IN
HMS-S | 500-033200 | MANUAL STATION - SINGLE ACTION | 285.65 | 381 | L3 | 0.831 | LB | CN
ADBH-11 | 500-033210 | Audible Base (used with H-series detectors only) | 226.5 | 302 | L3 | 0.45 | LB | CN
DB-HR | 500-033220 | RELAY BASE (for use with H-Series detectors only) | 96.37 | 128 | L3 | 0.294 | LB | CN
RL-HC | 500-033230 | REMOTE LAMP-CEILING | 32.5 | 43 | L3 | 0.172 | LB | MY
NIC-C | 500-033240 | NETWORK INTERFACE CARD - H-NET, OR X-NET, AND CAN ONE CARD SLOT CC-5/CC-2 | 858.37 | 1144 | L3 | 1.105 | LB | US
CRC-6 | 500-033250 | (6) FORM 'C' RELAYS (LOGIC CONTROLLED) ONE CARD SLOT CC-5/CC-2 | 726.14 | 968 | L3 | 0.988 | LB | US
DPU | 500-033260 | Device Programmer/Loop Tester | 1351.43 | 1802 | L3 | 4.566 | LB | US
RPM | 500-033270 | REMOTE PRINTER MODULE (RS232, PARALLEL PRINTER PORT) FIELD MOUNTED | 1535.2 | 2047 | L3 | 5.031 | LB | US
HTRI-R | 500-033300 | Single Input Monitor Module with Relay | 313.77 | 418 | L3 | 0.391 | LB | IN
RL-HW | 500-033310 | REMOTE LAMP-WALL | 32.5 | 43 | L3 | 0.172 | LB | MY
BCM | 500-033320 | INNER DOOR BLANK PLATE (4 PLATE IN PACKAGE) MOUNTS TO ID-MP | 199.48 | 266 | L3 | 0.397 | LB | US
PSC-12 | 500-033340 | 12A@24VDC POWER SUPPLY & 100AH BATTERY CHARGER, CONTAINS 4 RELAYS BACKBOX - 1 POSITION | 2886.65 | 3849 | L3 | 10.05 | LB | MY
HTSW-1 | 500-033350 | TAMPER SWITCH FOR CAB'S AND REMBOX'S MOUNTS TO CAB/REMBOX INNER DOORS | 68.36 | 91 | L3 | 0.084 | LB | US
HTRI-D | 500-033360 | Dual Input Monitor Module | 313.77 | 418 | L3 | 0.35 | LB | IN
HTRI-S | 500-033370 | Single Input Monitor Module | 241.2 | 322 | L3 | 0.328 | LB | IN
PTB | 500-033390 | POWER TERMINATION BOARD REQUIRED FOR APPLICATIONS WHICH USE MORE THAN ONE PSX-12) MOUNTS IN CAB'S | 364.2 | 486 | L3 | 1.172 | LB | MY
HMS-D | 500-033400 | MANUAL STATION -DUAL ACTION | 268.23 | 358 | L3 | 0.881 | LB | CN
RNI | 500-033420 | REMOTE NETWORK INTERFACE (REQUIRED FOR REMOTE, LVM,FMT SCM/LCM/ FCM APPLICATIONS) MOUNTS IN REMBOX'S | 676.83 | 902 | L3 | 0.05 | LB | CN
HMS-M | 500-033450 | METAL MANUAL STATION - SINGLE ACTION | 256.04 | 341 | L3 | 1.253 | LB | CN
HMS-2S | 500-033460 | 2-STAGE MANUAL STATION | 283.89 | 379 | L3 | 0.944 | LB | CN
DPU-C1 | 500-033990 | DPU Carrying Case | 193.86 | 258 | L3 | 3.294 | LB | US
HTRI-M | 500-034000 | Mini Single Input Module | 211.32 | 282 | L3 | 0.109 | LB | CN
DPU-RPT | 500-034020 | LABEL PRINTER AND CARRYING CASE | 2555.1 | 3407 | L3 | 13.688 | LB | US
SIM-16 | 500-034060 | SUPERVISED INPUT MODULE; (16) SUPERVISED INPUTS (WITH 2 CONTROL RELAYS) OUTPUTS TO DRIVE LED'S OR RELAYS MOUNTS TO REMBOX-MP'S OR IN CUSTOM GRAPHIC | 512.11 | 683 | L3 | 0.9 | LB | US
LVM | 500-034090 | LIVE VOICE MASTER MICROPHONE INNER DOOR - 1 POSITION (MUST LEAVE SPACE BEHIND OPEN) | 1154.21 | 1539 | L3 | 2.694 | LB | US
FMT | 500-034100 | FIREFIGHTERS MASTER TELEPHONE INNER DOOR - 1 POSITION (MUST LEAVE SPACE BEHIND OPEN) | 1154.21 | 1539 | L3 | 0.294 | LB | US
TZC-8B | 500-034110 | TELEPHONE ZONE CARD - 8 ZONES CLASS B ONE CARD SLOT CC-5/CC-2 | 1072.4 | 1430 | L3 | 1.125 | LB | US
PSX-12 | 500-034120 | 12A POWER SUPPLY EXTENDER (CONTAINS NO BATTERY CHARGER SHARES PSC-12 CHARGER) CAB-MP - 1 POSITION | 2392.46 | 3190 | L3 | 8.425 | LB | MY
HMS-SA | 500-034150 | MANUAL STATION SINGLE ACTION W/ AUXILIARY CONTACT | 350.04 | 467 | L3 | 0.853 | LB | CN
SSD | 500-034170 | REMOTE LCD DISPLAY (NO CONTROL OR MENU CAPABILITY) FIELD MOUNTED | 1154.21 | 1539 | L3 | 3.472 | LB | US
CDC-4 | 500-034200 | CONVENTIONAL DETECTOR CARD | 825.88 | 1101 | L3 | 1.097 | LB | CN
XND | 500-034731 | LAPTOP UPLOAD ADAPTER | 528.92 | 705 | L3 | 0.369 | LB | US
SSD-INT | 500-034740 | SSD-INT | 1593.3 | 2124 | L3 | 3.391 | LB | US
SSD-C-INT | 500-034750 | SSD-C-INT | 1922.12 | 2563 | L3 | 3 | LB | US
HZM | 500-034850 | CONVENTIONAL ZONE MODULE | 194.99 | 260 | L3 | 1.016 | LB | CN
HCP | 500-034860 | Intelligent Control Point | 258.85 | 345 | L3 | 0.506 | LB | CN
XMI | 500-034870 | XLS TO MXL INTERFACE BOARD | 215.17 | 287 | L3 | 0.744 | LB | US
DAC-NET | 500-035100 | DIGITAL AUDIO CARD (STAND ALONE OR MASTER SLAVE NETWORK VOICE APPLICATIONS) ONE CARD SLOT CC-5/CC-2 | 1650.63 | 2201 | L3 | 0.944 | LB | US
LPB | 500-035200 | LOCAL PAGE BOARD MOUNTS ON DAC-NET | 825.88 | 1101 | L3 | 0.922 | LB | US
AIC | 500-035300 | AUDIO INPUT CARD-USE TO INPUT EXTERNAL AUDIO SIGNALS INTO SYS. ONE CARD SLOT CC-5/CC-2 | 1269.63 | 1693 | L3 | 0.947 | LB | US
ZAC-40 | 500-035400 | ZONE AMP CARD-40 WATTS (25V,70V OR 100V) ONE CARD SLOT CC-5/CC-2 | 1276.98 | 1703 | L3 | 2.359 | LB | US
ZAM-180 | 500-035600 | ZONE AMP MODULE-180 WATTS (25V, 70V OR 100V) CAB-MP - 1 POSITION | 2804.83 | 3740 | L3 | 11.537 | LB | US
ILED-HW | 500-048637 | INTEL LAMP WALL | 90.77 | 121 | L3 | 0.156 | LB | CN
DA-304 | 500-048758 | DUCT HOUSING COVER FOR 11 SERIES | 180.43 | 241 | L3 | 0.341 | LB | US
ILED-HC | 500-048809 | INTEL LAMP-CEILING | 90.77 | 121 | L3 | 0.197 | LB | CN
HUB-4 | 500-048820 | HUB-4 SUB-ASSEMBLY | 4142.81 | 5524 | L3 | 0.341 | LB | US
PAD-4-ENCL | 500-050081 | PAD-4 NAC expander enclosure | 178.09 | 237 | L3 | 10.813 | LB | US
F5000 | 500-050261 | REFLECTIVE BEAM SMOKE DETECTOR SYSTEM ALLOWS 2 BEAM DETECTOR HEADS PER CONTROLLER KIT INCLUDES CONTROLLER, DETECTOR AND PRISM | 1712.43 | 2283 | L3 | 3.24 | LB | GB
23901 | 500-050269 | REPLACEMENT PRISM FOR REFLECTIVE BEAM DETECTOR | 105.04 | 140 | L3 | 0.19 | LB | GB
1010-000 | 500-050270 | LONG RANGE PRISM KIT - INCLUDES (3) ADDITIONAL PRISMS | 307.5 | 410 | L3 | 0.19 | LB | GB
0209 | 500-050272 | REPLACEMENT OBSCURATION TEST FILTER FOR F2000 | 16.73 | 22 | L3 | 0.06 | LB | GB
5000-201 | 500-050273 | Fireray 5000 Adjustment Bracket Adjustment bracket for Fireray 5000 offering 360 Deg rotation plus 130 Deg adjustment. | 314.61 | 419 | L3 | 0.63 | LB | GB
1031-000 | 500-050274 | SURFACE MOUNT WALL BRACKET FOR PRISMS (Black) | 188.98 | 252 | L3 | 1.25 | LB | US
1050-000 | 500-050275 | 4 Reflector Adjustment Bracket. This is a combination of both the 5000-007 prism plate and the 5000-201 compound angle alignment braket in one box. Does not include the 1010-000 Long Range Prism kit which must be ordered separately. White in color. | 449.51 | 599 | L3 | 0.56 | LB | US
5000-008 | 500-050276 | SINGLE PRISM ALIGNMENT ADAPTOR PLATE REQUIRES 5000-005. | 163.71 | 218 | L3 | 0.31 | LB | US
5000-009 | 500-050277 | F5000 METAL CONTROLLER BACK BOX | 139.36 | 186 | L3 | 1.75 | LB | US
5000-010 | 500-050278 | SEMI-FLUSH METAL TRIM PLATE FOR 5000-009 | 60.64 | 81 | L3 | 0.5 | LB | US
5000-011 | 500-050279 | DETECTOR SURFACE MOUNT UNI-BOX | 134.61 | 179 | L3 | 1 | LB | US
5000-012 | 500-050280 | COVER PLATE FOR MOUNTING F5000 OR F5000-031 TO DOUBLE GANG ELECTRICAL BOX | 77.07 | 103 | L3 | 0.63 | LB | US
5000-014 | 500-050281 | CEILING PENDANT MOUNT BRACKET BRACKET FOR F5000, F5000-031 | 607.06 | 809 | L3 | 7.5 | LB | US
FMT-A-ADPT | 500-050338 | CLASS A TELEPHONE RISER ADAPTER | 253.26 | 338 | L3 | 0.272 | LB | US
DB-X3RS | 500-083248 | SERIES-3 MOUNTING BASE WITH RELAY | 98.62 | 131 | L3 | 0.409 | LB | CN
DT-135WP | 500-087260 | RATE COMP. FIXED 135 DEG. WTHPRF | 104.46 | 139 | L3 | 0.119 | LB | US
DT-200WP | 500-087261 | RATE COMP. FIXED 200 DEG. WTHPRF | 104.46 | 139 | L3 | 0.116 | LB | US
DB-11 | 500-094151 | 6" DETECTOR BASE ASSY | 13.45 | 18 | L3 | 0.206 | LB | US
DB-11E | 500-094151E | 4" DETECTOR BASE ASSY | 16.81 | 22 | L3 | 0.156 | LB | US
DB-ADPT | 500-094187 | DB-ADPT DB-11 TO DB-3 BASE ADPT | 36.34 | 48 | L3 | 0.256 | LB | US
ADB-11 | 500-096117 | ADB-11 AUDIBLE BASE FOR OH121 AND OP121 | 123.27 | 164 | L3 | 0.431 | LB | CN
DB-X11RS | 500-096125 | SERIES-11 MOUNTING BASE WITH RELAY FOR MXL | 87.41 | 117 | L3 | 0.287 | LB | CN
ADBX-11 | 500-096181 | AUDIBLE BASE FOR FP-11 | 276.41 | 369 | L3 | 0.475 | LB | CN
DGH-11 | 500-096397 | DETECTOR GUARD FOR HFP-11, HFPO-11, FP-11 | 131.11 | 175 | L3 | 2.175 | LB | US
ADBI-60A | 500-099357 | AUDIBLE BASE FOR SERIES 3 | 136.7 | 182 | L3 | 0.584 | LB | CN
WAIO | 500-234968 | WIDE AREA INPUT OUTPUT MODULE THAT INCLUDES 4 DRY CONTACT INPUTS AND 4 OPEN COLLECTOR OUTPUTS | 2944.84 | 3926 | L3 | 1.259 | LB | CN
FTS | 500-299448 | REMOTE WARDENS TELEPHONE STATION MOUNTS IN FB-300 OR FB-301 | 230.84 | 308 | L3 | 1.559 | LB | US
FTS-C | 500-299450 | REMOTE WARDENS TELEPHONE STATION ARMORED CABLE MOUNTS IN FB-300 OR FB-301 | 240.93 | 321 | L3 | 1.572 | LB | US
FTS-PCL | 500-299451 | REMOTE WARDENS TELEPHONE STATION ARMORED CABLE, LED & PUSH TO TALK MOUNTS IN FB-300 OR FB-301 | 354.1 | 472 | L3 | 1.597 | LB | US
FTS-P | 500-299452 | REMOTE WARDENS TELEPHONE STATION PUSH TO TALK MOUNTS IN FB-300 OR FB-301 | 299.19 | 399 | L3 | 1.584 | LB | US
FTS-CL | 500-299453 | REMOTE WARDENS TELEPHONE STATION ARMORED CABLE & LED MOUNTS IN FB-300 OR FB-301 | 357.61 | 477 | L3 | 1.622 | LB | US
TRAM-208 | 500-337019 | 8 POINT LED ANNUNCIATOR | 557.92 | 744 | L3 | 1.247 | LB | CA
RL-30 | 500-390671 | REMOTE LAMP, RND PLATE FOR OCTG | 81.75 | 109 | L3 | 0.008 | LB | CN
RL-40 | 500-390672 | REMOTE LAMP, RCTGL PLATE FOR SWITCH | 81.57 | 109 | L3 | 0.131 | LB | CN
RLI-1 | 500-390673 | ONE LED LAMP, ROUND PLATE | 61.43 | 82 | L3 | 0.147 | LB | CN
RLI-2 | 500-390674 | ONE LED LAMP, RECTANGULAR LAMP | 61.43 | 82 | L3 | 0.106 | LB | CN
FP2011-U1 | 500-450222 | Power Supply (170 W) | 326.1 | 435 | L3 | 2.919 | LB | CN
PS-5A | 500-492369 | PS-5A PWR SUP MOD | 556.93 | 743 | L3 | 0.247 | LB | MY
TXR-320 | 500-537020 | TXR-320 6 ZONE DELUG / EXTING PANEL | 1732.9 | 2311 | L3 | 45.487 | LB | CA
SDH-2A | 500-614186 | 120VAC CONCEALED WIRING | 214.35 | 286 | L3 | 1.6 | LB | US
SDH-3A | 500-614187 | 120VAC SURFACE WIRING | 214.35 | 286 | L3 | 1.61 | LB | US
SDH-4A | 500-614188 | 120VAC RECESSED DOOR | 411.63 | 549 | L3 | 1.63 | LB | US
SDH-5A | 500-614189 | 120VAC FLR MTG SINGLE DOOR | 496.95 | 663 | L3 | 2.87 | LB | US
SDH-7A | 500-614191 | 120 VAC SLIDING DOOR | 633.45 | 845 | L3 | 5.6 | LB | US
SDH-8A | 500-614192 | 120VAC OVERHEAD DOOR | 548.14 | 731 | L3 | 5.8 | LB | US
ADAPT PLATE | 500-618020 | ADAPTER PLATE DECORATOR RING | 145.5 | 194 | L3 | 0.144 | LB | US
LTP | 500-620490 | PKG OF 2 RESET KEYS | 7.42 | 10 | L3 | 0.04 | LB | US
MS-51 | 500-620503 | MANUAL STATIONS N.O. SPST | 70 | 93 | L3 | 0.775 | LB | US
MS-501 | 500-620522 | MANUAL STN. DOUBLE ACTION SPST | 97.05 | 129 | L3 | 0.825 | LB | US
MH-501 | 500-622543 | AGENT RELEASE DUAL ACTION MANUAL PULL STATION | 121.58 | 162 | L3 | 0.834 | LB | US
FT-GLS | 500-624347 | REPLACEMENT GLASS FOR FC-300 FIELD MOUNTED | 69.47 | 93 | L3 | 0.134 | LB | US
FB-301 | 500-624388 | SURF BB FOR REMOTE TEL. STATION STATION FIELD MOUNTED | 153.1 | 204 | L3 | 4.794 | LB | US
CAB1 | 500-633007 | SMALL (ONE ROW) ENCLOSURE-SHIPS ASSEMBLED AS A COMPLETE PACKAGE IN A SINGLE BOX CONTAINING (1) BACKBOX, (1) INNER DOOR, (1) OUTER DOOR AND (1) CLEAR LENS (OD-LP). (BLACK) FIELD MOUNTED | 890.66 | 1188 | L3 | 58 | LB | US
CAB2-BD | 500-633008 | MEDIUM ENCLOSURE INNER & OUTER DOORS - BLACK MOUNTS TO CAB2-BB | 1050.15 | 1400 | L3 | 35 | LB | US
CAB2-BB | 500-633009 | MEDIUM SIZE (2 ROW) ENCLOSURE BACKBOX - BLACK FIELD MOUNTED | 676.76 | 902 | L3 | 49 | LB | US
CAB3-BD | 500-633010 | LARGE ENCLOSURE INNER & OUTER DOORS - BLACK MOUNTS TO CAB3-BB | 1306.97 | 1743 | L3 | 45 | LB | US
CAB3-BB | 500-633011 | LARGE SIZE (3 ROW) ENCLOSURE BACKBOX - BLACK FIELD MOUNTED | 822.26 | 1096 | L3 | 65 | LB | US
CAB-MP | 500-633012 | CAB-MP MOUNTING PLATE (1 ROW) MOUNTS IN CAB'S | 106.47 | 142 | L3 | 5.55 | LB | US
CAB1-TK | 500-633013 | CAB1 SEMI FLUSH MNT TRIM KIT BLK MOUNTS TO CAB1 | 264.46 | 353 | L3 | 4.578 | LB | US
CAB2-TK | 500-633014 | MEDIUM ENCLOSURE SEMI FLUSH TRIM KIT-BLACK MOUNTS TO CAB2-BB | 346.26 | 462 | L3 | 6.5 | LB | US
CAB3-TK | 500-633015 | LARGE ENCLOSURE SEMI FLUSH TRIM KIT - BLACK MOUNTS TO CAB3-BB | 723.91 | 965 | L3 | 7.8 | LB | US
OD-LP | 500-633016 | CLEAR LENS FOR CAB DOOR MOUNTS TO CAB OUTER DOOR | 72.67 | 97 | L3 | 2.266 | LB | US
OD-BP | 500-633017 | CAB OUTER DOOR BLANK PLATE MOUNTS TO CAB OUTER DOOR INNER AND OUTER DOOR INTERCHANGEABLE | 87.41 | 117 | L3 | 5.619 | LB | US
OD-GP | 500-633018 | CAB OUTER DOOR GRILL PLATE MOUNTS TO CAB OUTER DOOR | 138.95 | 185 | L3 | 5.803 | LB | US
ID-MP | 500-633027 | INNER DOOR CONTROL MODULE MOUNTING PLATE (4 PLATES PER PACKAGE) EACH PLATE HOLDS UP TO (4) SCM-8LCM-8/BCM OR (2) FCM-6 MOUNTS TO CAB/REMBOX INNER DOORS | 330.57 | 441 | L3 | 3.2 | LB | US
ID-SP | 500-633028 | INNER DOOR SINGLE BLANK PLATE (2 PER PACKAGE) MOUNTS TO CAB/REMBOX INNER DOORS | 87.41 | 117 | L3 | 3.05 | LB | US
CC-5 | 500-633037 | CARDCAGE (5 SLOTS) FOR ALL CARDS BACKBOX - 2 POSITIONS | 783.26 | 1044 | L3 | 4.181 | LB | MY
CC-2 | 500-633440 | CARDCAGE (2 SLOTS)- ALL CARDS CAB-MP - 1 POSITION | 430.31 | 574 | L3 | 2.913 | LB | MY
CAB1R | 500-633728 | SAME AS CAB1-W/ RED ENCLOSURE FIELD MOUNTED | 890.66 | 1188 | L3 | 57 | LB | US
CAB1R-TK | 500-633729 | CAB1R SEMI FLUSH MNT TRIM KIT RED MOUNTS TO CAB1R | 373.42 | 498 | L3 | 4.619 | LB | US
CAB2R-TK | 500-633753 | MEDIUM ENCLOSURE SEMI FLUSH TRIM KIT - RED MOUNTS TO CAB2-RB | 486.74 | 649 | L3 | 6.013 | LB | US
CAB3R-TK | 500-633754 | LARGE ENCLOSURE TRIM KIT - RED MOUNTS TO CAB3-RB | 729.22 | 972 | L3 | 1.063 | LB | US
CAB2-RD | 500-633755 | MEDIUM ENCLOSURE INNER & OUTER DOORS - RED MOUNTS TO CAB2-RB | 1369.36 | 1826 | L3 | 35 | LB | US
CAB3-RD | 500-633757 | LARGE ENCLOSURE INNER & OUTER DOORS - RED MOUNTS TO CAB3-RB | 1615.89 | 2155 | L3 | 55 | LB | US
CAB2-XBD | 500-633768 | MEDIUM ENCLOSURE TRANSPONDER DOOR - BLACK MOUNTS TO CAB2-BB | 724.39 | 966 | L3 | 27.4 | LB | US
CAB3-XBD | 500-633769 | LARGE ENCLOSURE TRANSPONDER DOOR - BLACK MOUNTS TO CAB3-BB | 807.79 | 1077 | L3 | 36 | LB | US
REMBOX2 | 500-633772 | SMALL REMOTE LOBBY ENCLOSURE PROVIDES MOUNTING SPACE FOR, LVM OR FMT OR REMOTE SWITCH AND LED MODULES (8) LCM/SCM OR (4) FCM MAX. FIELD MOUNTED | 940.18 | 1254 | L3 | 20.125 | LB | US
DFM-BRK | 500-633779 | DNET MODULE MNT BOARD | 438.16 | 584 | L3 | 0.897 | LB | CN
CAB2-XRD | 500-633792 | MEDIUM ENCLOSURE TRANSPONDER DOOR - RED MOUNTS TO CAB2-RB | 710.45 | 947 | L3 | 31 | LB | US
CAB3-XRD | 500-633793 | LARGE ENCLOSURE TRANSPONDER DOOR - RED MOUNTS TO CAB3-RB | 792.26 | 1056 | L3 | 14 | LB | US
REMBOX4 | 500-633914 | LARGE REMOTE LOBBY ENCLOSURE PROVIDES MOUNTING SPACE FOR, LVM OR FMT OR REMOTE SWITCH AND LED MODULES (16) LCM/SCM OR (8) FCM MAX. FIELD MOUNTED | 1269.63 | 1693 | L3 | 28.988 | LB | US
CAB-BATT | 500-633917 | ENCLOSURE FOR 100AH BATTERIES | 512.11 | 683 | L3 | 29.163 | LB | US
AC-ADPT | 500-633992 | TECHNICIANS LAPTOP AC POWER ADAPTER CABLE FOR PSC-12/PTB (FOR SERVICE USE ONLY) | 85.18 | 114 | L3 | 0.266 | LB | US
REMBOX2-MP | 500-634211 | OPTIONAL MOUNTING PLATE FOR REMBOX2 -REQ. TO MOUNT UP TO (4) SIM-16 OR OCM-16 MOUNTS IN REMBOX2 | 132.23 | 176 | L3 | 2.044 | LB | US
REMBOX4-MP | 500-634212 | OPTIONAL MOUNTING PLATE FOR REMBOX4 - REQ. TO MOUNT UP TO (8) SIM-16 OR OCM-16 MOUNTS IN REMBOX4 | 149.05 | 199 | L3 | 4.4 | LB | US
CAB1-X | 500-634369 | CAB1-X ENCL/OUTER DR/MTG PLT | 1176.62 | 1569 | L3 | 44.013 | LB | US
D2300-MP | 500-634758 | MOUNTING PLATE TO HOLD UP TO 2 D2300CP MODULES AND 1 PS5A MODULE | 237.56 | 317 | L3 | 2.788 | LB | US
SSD-C-REM | 500-634773 | REMOTE LCD DISPLAY W CONTROL MOUNTED ON PANEL INNER DOOR OR REMBOX | 1320.06 | 1760 | L3 | 0.003 | LB | US
PTB-RK | 500-634774 | MOUNTS UP TO 2 PTB5 | 391.08 | 521 | L3 | 1.9 | LB | US
MPR-RK | 500-634775 | MOUNTS MODULES CC-5/CC-2 /PSC-12/PSX-12/ZAM-180 | 461.68 | 616 | L3 | 4.325 | LB | US
MPF-RK | 500-634776 | MOUNTS MODULES PMI/PMI-2/LVM /FMT/FCM-6/LCM-6/SCM-8 | 593.92 | 792 | L3 | 4.628 | LB | US
BP-RK | 500-634777 | BLANK PLATE | 593.92 | 792 | L3 | 4.694 | LB | US
XLS-RK19 | 500-634778 | 19" RACK INCLUDES RACK, DOOR & ALL SIDE PANELS | 6925.24 | 9234 | L3 | 300 | LB | US
PMI-UK | 500-634780 | PMI-UK UPGRADE KIT (BOOT ROM) JUMPERS FOR ZIC 24V POWER | 112.05 | 149 | L3 | 0.159 | LB | US
MOM2-XMP | 500-634822 | MOUNTING PLATE TO MOUNT NIM-1W AND NIM-1M FOR XET BRIDGE | 162.04 | 216 | L3 | 1.756 | LB | US
ZIC-JMPR | 500-634878 | JUMPER SET | 100.85 | 134 | L3 | 0.356 | LB | US
PSC-CBL-24 | 500-634879 | 24" CABLE FROM PTB TO PSC-12 | 34.74 | 46 | L3 | 0.109 | LB | US
S-HQ | 500-634880 | 8" CEILING SPEAKER WHITE | 121.54 | 162 | L3 | 0.999 | LB | US
SE-1 | 500-634881 | 8" CEILING SPEAKER BACK BOX | 28.76 | 38 | L3 | 11.325 | LB | CN
SB-W | 500-634882 | 8" SPEAKER SUPPORT BRIDGE | 22.22 | 30 | L3 | 9.988 | LB | CN
DFM | 500-634910 | D-NET FIBER MODULE | 747.43 | 997 | L3 | 0.153 | LB | US
OD-BP-R | 500-634919 | CAB OUTER DOOR BLANK PLATE - RED MOUNTS TO CAB OUTER DOOR | 160.26 | 214 | L3 | 5.813 | LB | US
OD-GP-R | 500-634920 | CAB OUTER DOOR GRILL PLATE - RED MOUNTS TO CAB OUTER DOOR | 178.18 | 238 | L3 | 5.85 | LB | US
CAB-BATT-R | 500-634925 | ENCLOSURE FOR 100AH BATTERIES - RED | 512.11 | 683 | L3 | 29.175 | LB | US
CAB2-RB | 500-634941 | MEDIUM SIZE (2 ROW) ENCLOSURE BACKBOX - RED FIELD MOUNTED | 676.76 | 902 | L3 | 49 | LB | US
CAB3-RB | 500-634942 | LARGE SIZE (3 ROW) ENCLOSURE BACKBOX - RED FIELD MOUNTED | 822.26 | 1096 | L3 | 65 | LB | US
MH115-R | 500-636000 | MECHANICAL HORN 115VAC RED | 79.72 | 106 | L3 | 2 | LB | CN
B10-115-R | 500-636001 | 10" BELL 115VAC RED | 130.7 | 174 | L3 | 4.222 | LB | CN
B6-24AC-R | 500-636002 | 6" BELL 24VAC RED | 96.72 | 129 | L3 | 2.525 | LB | CN
AH-R-WP | 500-636005 | AH HORN RED WEATHERPROOF | 56.2 | 75 | L3 | 0.509 | LB | US
AS-HMC-CR | 500-636008 | AS HORN HI MULTI CANDELA RED CEILING | 139.84 | 186 | L3 | 1 | LB | US
AS-HMC-CW | 500-636009 | AS HORN HI MULTI CANDELA WHITE CEILING | 139.84 | 186 | L3 | 1 | LB | US
AS-HMC-R | 500-636012 | AS HORN HI MULTI CANDELA RED | 139.84 | 186 | L3 | 0.781 | LB | US
AS-HMC-W | 500-636013 | AS HORN HI MULTI CANDELA WHITE | 139.84 | 186 | L3 | 0.769 | LB | US
AS-75-CR-WP | 500-636015 | AS HORN 75CD CEILING RED WEATHERPROOF | 129.38 | 173 | L3 | 0.628 | LB | US
AS-75-R-WP | 500-636016 | AS HORN 75CD RED WEATHERPROOF | 129.38 | 173 | L3 | 0.628 | LB | US
CH-MC-R | 500-636017 | CHIME MULTI CANDELA RED | 245.71 | 328 | L3 | 1.931 | LB | US
CH-MC-W | 500-636018 | CHIME MULTI CANDELA WHITE | 245.71 | 328 | L3 | 1.931 | LB | US
CH-R | 500-636019 | CHIME RED | 115.01 | 153 | L3 | 1.637 | LB | US
CH-W | 500-636020 | CHIME WHITE | 115.01 | 153 | L3 | 1.613 | LB | US
CH-MC-CR | 500-636021 | CHIME MULTI CANDELA RED CEILING | 245.71 | 328 | L3 | 2.181 | LB | US
CH-MC-CW | 500-636022 | CHIME MULTI CANDELA WHITE CEILING | 245.71 | 328 | L3 | 2.181 | LB | US
CH-HMC-CW | 500-636023 | CHIME HI MULTI CANDELA WHITE CEILING | 262.69 | 350 | L3 | 2.294 | LB | US
CH-CW | 500-636024 | CHIME WHITE CEILING | 115.01 | 153 | L3 | 2 | LB | US
SE-HMC-R | 500-636027 | E SPEAKER HI MULTI CANDELA RED | 171.21 | 228 | L3 | 2.022 | LB | US
SE-HMC-W | 500-636028 | E SPEAKER HI MULTI CANDELA WHITE | 171.21 | 228 | L3 | 2.013 | LB | US
SE-HMC-CR | 500-636033 | E SPEAKER HI MULTI CANDELA RED CEILING | 171.21 | 228 | L3 | 2.153 | LB | US
SE-HMC-CW | 500-636034 | E SPEAKER HI MULTI CANDELA WHITE CEILING | 171.21 | 228 | L3 | 2.181 | LB | US
SEF-HMC-R | 500-636039 | E SPEAKER FLUSH HI MULTI CANDELA RED | 171.21 | 228 | L3 | 2.072 | LB | US
SEF-HMC-W | 500-636040 | E SPEAKER FLUSH HI MULTI CANDELA WHITE | 171.21 | 228 | L3 | 2.078 | LB | US
SEF-HMC-CW | 500-636044 | E SPEAKER FLUSH HI MULTI CANDELA CEILING WHITE | 171.21 | 228 | L3 | 2.359 | LB | US
SETSF-VR | 500-636047 | ET1010 RED | 111.09 | 148 | L3 | 3.163 | LB | US
SETSF-VW | 500-636048 | ET-1010 WHITE | 111.09 | 148 | L3 | 3.194 | LB | US
SETFL-VR | 500-636049 | ET-1080 RED | 100.63 | 134 | L3 | 2.341 | LB | US
SETFL-VW | 500-636050 | ET-1080 WHITE | 100.63 | 134 | L3 | 2.375 | LB | US
SET-MC-R | 500-636051 | ET MULTI-CANDELA RED | 184.28 | 246 | L3 | 2.144 | LB | US
SET-MC-W | 500-636052 | ET MULTI-CANDELA WHITE | 184.28 | 246 | L3 | 2.147 | LB | US
SET-HMC-R | 500-636053 | ET HI MULTI-CANDELA RED | 198.67 | 265 | L3 | 18.2 | LB | US
SET-HMC-W | 500-636054 | ET HI MULTI-CANDELA WHITE | 198.67 | 265 | L3 | 2.156 | LB | US
SET-R | 500-636055 | ET SPKR RED | 78.41 | 105 | L3 | 1.622 | LB | US
SET-W | 500-636056 | ET SPKR WHITE | 78.41 | 105 | L3 | 1.775 | LB | CN
SET-S17-CW-WP | 500-636057 | ET SPKR 15/75 STROBE WHITE CEILING WEATHERPROOF | 202.58 | 270 | L3 | 2.128 | LB | US
SET-S17-R-WP | 500-636058 | ET SPKR 15/75 STROBE RED WEATHERPROOF | 202.58 | 270 | L3 | 2.1 | LB | US
SET-S17-W-WP | 500-636059 | ET SPKR 15/75 STROBE WHITE WEATHERPROOF | 202.58 | 270 | L3 | 2.116 | LB | US
SET-MC-VR | 500-636060 | ET SPKR MULTI CANDELA VANDAL RESISTANT RED | 189.51 | 253 | L3 | 2.694 | LB | US
SET-MC-VW | 500-636061 | ET SPKR MULTI CANDELA VANDAL RESISTANT WHITE | 189.51 | 253 | L3 | 2.703 | LB | US
SET-MC-CR | 500-636062 | ET MULTI-CANDELA RED CEILING | 184.28 | 246 | L3 | 2.403 | LB | US
SET-MC-CW | 500-636063 | ET MULTI-CANDELA WHITE CEILING | 184.28 | 246 | L3 | 2.422 | LB | US
SET-HMC-CR | 500-636064 | ET HI MULTI-CANDELA RED CEILING | 198.67 | 265 | L3 | 2.5 | LB | US
SET-HMC-CW | 500-636065 | ET HI MULTI-CANDELA WHITE CEILING | 198.67 | 265 | L3 | 2.434 | LB | US
SET-CR | 500-636066 | ET SPKR RED CEILING | 81.04 | 108 | L3 | 1.969 | LB | US
SET-CW | 500-636067 | ET SPKR WHITE CEILING | 81.04 | 108 | L3 | 1.928 | LB | CN
HS-MC-R | 500-636070 | HS HORN MULTI CANDELA RED | 147.1 | 196 | L3 | 0.819 | LB | US
HS-MC-W | 500-636071 | HS HORN MULTI CANDELA WHITE | 147.1 | 196 | L3 | 0.834 | LB | US
HS-HMC-R | 500-636072 | HS HORN HI MULTI CANDELA RED | 160.75 | 214 | L3 | 0.75 | LB | US
HS-HMC-W | 500-636073 | HS HORN HI MULTI CANDELA WHITE | 160.75 | 214 | L3 | 0.838 | LB | US
MH-R | 500-636074 | MINI HORN RED | 29.43 | 39 | L3 | 0.219 | LB | CN
MH-W | 500-636075 | MINI HORN WHITE | 29.43 | 39 | L3 | 0.216 | LB | CN
MTH-R | 500-636076 | MULTI TONE HORN RED | 62.73 | 84 | L3 | 0.591 | LB | US
MTH-W | 500-636077 | MULTI TONE HORN WHITE | 62.73 | 84 | L3 | 0.594 | LB | US
MTH-MC-R | 500-636078 | MULTI TONE HORN MULTI CANDELA RED | 141.15 | 188 | L3 | 0.816 | LB | US
MTH-MC-W | 500-636079 | MULTI TONE HORN MULTI CANDELA WHITE | 141.15 | 188 | L3 | 0.813 | LB | US
MTH-15-115-R-WP | 500-636080 | MULTI TONE HORN 15CD 115V RED | 143.77 | 192 | L3 | 0.709 | LB | US
MTH-15-115-W-WP | 500-636081 | MULTI TONE HORN 15CD 115V WHITE | 143.77 | 192 | L3 | 0.719 | LB | US
MTH-75-R-WP | 500-636082 | MULTI TONE HORN 180CD WHITE | 154.22 | 206 | L3 | 0.828 | LB | US
NS-HMC-CR | 500-636089 | NS HORN HI MULTI-CANDELA RED CEILING | 138.54 | 185 | L3 | 0.831 | LB | US
NS-HMC-CW | 500-636090 | NS HORN HI MULTI-CANDELA WHITE CEILING | 138.54 | 185 | L3 | 0.819 | LB | US
ST-HMC-CW | 500-636097 | STROBE HI MULTI-CANDELA WHITE CEILING | 109.79 | 146 | L3 | 0.5 | LB | US
ST-MC-CW | 500-636098 | STROBE CANDELA WHITE CEILING | 94.95 | 127 | L3 | 0.787 | LB | US
ST-MC-RETRO-R | 500-636103 | STROBE MULTI-CANDELA RED RETRO PLATE | 123.04 | 164 | L3 | 0.969 | LB | US
ST-75-CR-WP | 500-636104 | STROBE WEATHERPROOF RED - CEILING | 112.39 | 150 | L3 | 0.519 | LB | US
ST-75-CW-WP | 500-636105 | STROBE WEATHERPROOF WHITE - CEILING | 112.39 | 150 | L3 | 0.528 | LB | US
ST-75-R-WP | 500-636106 | STROBE WEATHERPROOF RED - WALL | 112.39 | 150 | L3 | 0.525 | LB | US
ST-75-W-WP | 500-636107 | STROBE WEATHERPROOF WHITE - WALL | 112.39 | 150 | L3 | 0.525 | LB | US
S-HQ-MC-W | 500-636108 | 8" CEILING SPEAKER - WHITE | 208.62 | 278 | L3 | 4 | LB | US
APS-R | 500-636109 | APS BELL CONCEALED CONDUIT ADAPTER PLATE | 12.77 | 17 | L3 | 0.284 | LB | US
BBS-R | 500-636110 | BBS BACK BOX | 12.77 | 17 | L3 | 0.713 | LB | US
DBBS-R | 500-636111 | DBBS BACK BOX | 14.05 | 19 | L3 | 0.838 | LB | US
SPSB-R | 500-636112 | SE SPEAKER WALL SURFACE BACK BOX RED | 25.53 | 34 | L3 | 0.597 | LB | US
SPSB-W | 500-636113 | SE SPEAKER WALL SURFACE BACK BOX WHITE | 25.53 | 34 | L3 | 0.6 | LB | US
SPSSB-R | 500-636114 | SE SPEAKER/STROBE WALL SURFACE BACK BOX | 28.09 | 37 | L3 | 0.672 | LB | US
SPSSB-W | 500-636115 | SE SPEAKER/STROBE WALL SURFACE BACK BOX WHITE | 28.09 | 37 | L3 | 0.678 | LB | US
SPEXT-R | 500-636116 | SE SPEAKER CEILING EXTENSION RING RED | 12.77 | 17 | L3 | 1 | LB | US
SPEXT-W | 500-636117 | SE SPEAKER CEILING EXTENSION RING WHITE | 12.77 | 17 | L3 | 0.231 | LB | US
MT-SUR-BOX-W | 500-636118 | WEATHERPROOF SURFACE MOUNT BACK BOX WHITE | 25.53 | 34 | L3 | 0.591 | LB | US
SBBS-R | 500-636119 | SURFACE BACK BOX RED | 28.09 | 37 | L3 | 2.059 | LB | CN
SBBS-W | 500-636120 | SURFACE BACK BOX WHITE | 28.09 | 37 | L3 | 2.094 | LB | CN
SBL2S-R | 500-636121 | SURFACE BACK BOX RED | 33.19 | 44 | L3 | 2.388 | LB | CN
SERS-R | 500-636122 | SQUARE SEMI-FLUSH EXTENSION RING RED | 20.43 | 27 | L3 | 0.95 | LB | CN
SERS-W | 500-636123 | SQUARE SEMI-FLUSH EXTENSION RING WHITE | 20.43 | 27 | L3 | 0.947 | LB | CN
SFPS-R | 500-636124 | SEMI-FLUSH PLATE RED | 11.49 | 15 | L3 | 0.25 | LB | US
SFPS-W | 500-636125 | SEMI-FLUSH PLATE WHITE | 11.49 | 15 | L3 | 0.178 | LB | US
SHBBS-R | 500-636126 | SQUARE SURFACE BACK BOX RED | 20.43 | 27 | L3 | 1.147 | LB | CN
SHBBS-W | 500-636127 | SQUARE SURFACE BACK BOX WHITE | 20.43 | 27 | L3 | 1.15 | LB | CN
SHMPS-R | 500-636128 | SUPERVISED HORN ADAPTER PLATE | 19.14 | 26 | L3 | 0.25 | LB | US
WBBS-R | 500-636129 | WEATHERPROOF BACK BOX RED | 26.81 | 36 | L3 | 0.694 | LB | IN
WBBS-R-3/4T-3/4B | 500-636130 | WEATHERPROOF BACK BOX 3/4" K.O. BLACK | 33.19 | 44 | L3 | 0.663 | LB | IN
WBBS-W | 500-636131 | WEATHERPROOF BACK BOX WHITE | 26.81 | 36 | L3 | 0.719 | LB | IN
WBBS-W-3/4T-3/4B | 500-636132 | WEATHERPROOF BACK BOX 3/4" K.O. WHITE | 33.19 | 44 | L3 | 1.25 | LB | IN
WFPAS-R | 500-636133 | WEATHERPROOF FLUSH PLATE RED | 33.19 | 44 | L3 | 0.369 | LB | US
WFPAS-W | 500-636134 | WEATHERPROOF FLUSH PLATE WHITE | 33.19 | 44 | L3 | 0.766 | LB | US
WFPS-R | 500-636135 | AS HORN WEATHERPROOF FLUSH PLATE RED | 33.19 | 44 | L3 | 0.872 | LB | US
WFPS-W | 500-636136 | AS HORN WEATHERPROOF FLUSH PLATE WHITE | 33.19 | 44 | L3 | 0.531 | LB | US
WPBBS-R | 500-636137 | AS HORN WEATHERPROOF BACK BOX RED | 28.09 | 37 | L3 | 0.55 | LB | TW
WPS-KIT | 500-636138 | SURFACE MOUNTING WEATHERPROOF BACK BOX KIT | 12.77 | 17 | L3 | 0.106 | LB | US
WPSBBS-R | 500-636139 | ST STROBE WEATHERPROOF BACK BOX RED | 28.09 | 37 | L3 | 0.534 | LB | US
WPSBBS-W | 500-636140 | ST STROBE WEATHERPROOF BACK BOX WHITE | 28.09 | 37 | L3 | 0.541 | LB | TW
ZH-R | 500-636159 | Z HORN RED | 73.44 | 98 | L3 | 0.747 | LB | CN
ZH-W | 500-636160 | Z HORN WHITE | 73.44 | 98 | L3 | 0.747 | LB | CN
ZH-MC-R | 500-636161 | Z HORN MULTI CANDELA WALL RED | 145.28 | 194 | L3 | 0.903 | LB | CN
ZH-MC-W | 500-636162 | Z HORN MULTI CANDELA WALL WHITE | 145.28 | 194 | L3 | 0.909 | LB | CN
ZH-HMC-R | 500-636163 | Z HORN HI MULTI CANDELA WALL RED | 138.54 | 185 | L3 | 0.894 | LB | US
ZH-HMC-W | 500-636164 | Z HORN HI MULTI CANDELA WALL WHITE | 138.54 | 185 | L3 | 0.919 | LB | US
ZH-MC-CR | 500-636165 | Z HORN MULTI CANDELA CEILING RED | 145.28 | 194 | L3 | 0.916 | LB | CN
ZH-MC-CW | 500-636166 | Z HORN MULTI CANDELA CEILING WHITE | 145.28 | 194 | L3 | 0.912 | LB | CN
ZH-HMC-CR | 500-636167 | Z HORN HI MULTI CANDELA CEILING RED | 138.54 | 185 | L3 | 0.9 | LB | US
ZH-HMC-CW | 500-636168 | Z HORN HI MULTI CANDELA CEILING WHITE | 138.54 | 185 | L3 | 0.912 | LB | US
ZR-MC-R | 500-636169 | Z STROBE MULTI-CANDELA WALL RED | 110.93 | 148 | L3 | 0.85 | LB | CN
ZR-MC-W | 500-636170 | Z STROBE MULTI-CANDELA WALL WHITE | 110.93 | 148 | L3 | 0.866 | LB | CN
ZR-HMC-R | 500-636171 | Z STROBE HI MULTI-CANDELA WALL RED | 109.79 | 146 | L3 | 0.841 | LB | US
ZR-HMC-W | 500-636172 | Z STROBE HI MULTI-CANDELA WALL WHITE | 109.79 | 146 | L3 | 0.844 | LB | US
ZR-MC-CR | 500-636173 | Z STROBE MULTI-CANDELA CEILING RED | 110.93 | 148 | L3 | 0.853 | LB | CN
ZR-MC-CW | 500-636174 | Z STROBE MULTI-CANDELA CEILING WHITE | 110.93 | 148 | L3 | 0.856 | LB | CN
ZR-HMC-CR | 500-636175 | Z STROBE HI MULTI-CANDELA CEILING RED | 109.79 | 146 | L3 | 0.838 | LB | US
ZR-HMC-CW | 500-636176 | Z STROBE HI MULTI-CANDELA CEILING WHITE | 109.79 | 146 | L3 | 0.856 | LB | US
ST-HMC-CR-WP | 500-636177 | STROBE HI MULTI CANDELA CEILING RED WEATHERPROOF | 126.77 | 169 | L3 | 0.556 | LB | US
ST-HMC-CW-WP | 500-636178 | STROBE HI MULTI CANDELA CEILING WHITE WEATHERPROOF | 126.77 | 169 | L3 | 0.75 | LB | US
ST-HMC-R-WP | 500-636179 | STROBE HI MULTI CANDELA WALL RED WEATHERPROOF | 126.77 | 169 | L3 | 0.55 | LB | US
ST-HMC-W-WP | 500-636180 | STROBE HI MULTI CANDELA WALL WHITE WEATHERPROOF | 126.77 | 169 | L3 | 0.553 | LB | US
AS-HMC-CR-WP | 500-636181 | AS HORN HI MULTI CANDELA CEILING RED WEATHERPROOF | 148.99 | 199 | L3 | 0.694 | LB | US
AS-HMC-CW-WP | 500-636182 | AS HORN HI MULTI CANDELA CEILING WHITE WEATHERPROOF | 148.99 | 199 | L3 | 0.691 | LB | US
AS-HMC-R-WP | 500-636183 | AS HORN HI MULTI CANDELA WALL RED WEATHERPROOF | 148.99 | 199 | L3 | 0.688 | LB | US
AS-HMC-W-WP | 500-636184 | AS HORN HI MULTI CANDELA WALL WHITE WEATHERPROOF | 148.99 | 199 | L3 | 0.694 | LB | US
MTH-HMC-CR-WP | 500-636185 | MULTI TONE HORN HI MULTI CD CEILING RED WEATHERPROOF | 172.52 | 230 | L3 | 0.869 | LB | US
MTH-HMC-CW-WP | 500-636186 | MULTI TONE HORN HI MULTI CD CEILING WHITE WEATHERPROOF | 172.52 | 230 | L3 | 0.869 | LB | US
MTH-HMC-R-WP | 500-636187 | MULTI TONE HORN HI MULTI CD WALL RED WEATHERPROOF | 172.52 | 230 | L3 | 0.853 | LB | US
MTH-HMC-W-WP | 500-636188 | MULTI TONE HORN HI MULTI CD WALL WHITE WEATHERPROOF | 172.52 | 230 | L3 | 0.866 | LB | US
SET-177-CR-WP | 500-636189 | SET SPEAKER HI CANDELA CEILING RED WEATHERPROOF | 218.25 | 291 | L3 | 2.197 | LB | US
SET-177-CW-WP | 500-636190 | SET SPEAKER HI CANDELA CEILING WHITE WEATHERPROOF | 218.25 | 291 | L3 | 2.169 | LB | US
SET-185-R-WP | 500-636191 | SET SPEAKER HI CANDELA WALL RED WEATHERPROOF | 218.25 | 291 | L3 | 2.125 | LB | US
SET-185-W-WP | 500-636192 | SET SPEAKER HI CANDELA WALL WHITE WEATHERPROOF | 218.25 | 291 | L3 | 2.159 | LB | US
ZB-R | 500-636193 | Z MOUNTING BACK BOX RED | 19.14 | 26 | L3 | 0.441 | LB | CN
ZB-W | 500-636194 | Z MOUNTING BACK BOX WHITE | 19.14 | 26 | L3 | 0.444 | LB | CN
TSRM-312 | 500-637018 | TSRM-312 SMART RELAY MODULE | 686.29 | 915 | L3 | 3.106 | LB | CA
EL-320 | 500-637032 | EL-320 EOL WITH DIODE (SOLENOIDS) | 17.29 | 23 | L3 | 0.078 | LB | CA
CLR-1500 | 500-637033 | END OF LINE DEVICE Current limiter Red | 35.98 | 48 | L3 | 0.075 | LB | CA
EL-300C | 500-645852 | END OF LINE DEVICE | 9.87 | 13 | L3 | 0.072 | LB | CA
PAD-3-UK | 500-648449 | PAD-3-UK UPGRADE KIT - Revision 2.202 | 32.63 | 44 | L3 | 0.047 | LB | US
ZIC-8B | 500-648670 | (8) NAC ZONES CODED OR NON CODED ONE CARD SLOT CC-5/CC-2 | 1218.08 | 1624 | L3 | 1.684 | LB | US
ZIC-2C | 500-648671 | 2 CHANNEL ADAPTER CARD FOR ZIC-8B | 332.82 | 444 | L3 | 0.394 | LB | US
SSD-C | 500-648733 | REMOTE LCD DISPLAY W/ CONTROL- ACU/SIL/RESET (NO MENU CAPABILITY) FIELD MOUNTED | 1320.06 | 1760 | L3 | 3.872 | LB | US
MSM-GR | 500-648759 | MSM REPLACEMENT GLASS ROD (ONE) | 3.2 | 4 | L3 | 0.119 | LB | US
DB-11-DP | 500-649097 | BASE PLUG (50PC) | 67.24 | 90 | L3 | 0.067 | LB | US
S-15WR | 500-649494 | SUPERVISED HORN LOUDSPEAKER RED | 254.86 | 340 | L3 | 4.55 | LB | KR
CPYCS-900 | 500-649667BG | 900lb Tank Strap | 292.74 | 390 | L3 | 3 | LB | US
ST-10 | 500-649710 | ST-10 1 FT Sampling Tube | 18.1 | 24 | L3 | 0.237 | LB | US
ST-25 | 500-649711 | ST-25 2.5 FT SAMPLING TUBE | 36.39 | 49 | L3 | 0.7 | LB | US
ST-50 | 500-649712 | ST-50 5 FT Sampling Tube | 42.35 | 56 | L3 | 1.381 | LB | US
ST-100 | 500-649713 | ST-100 10 FT SAMPLING | 50.47 | 67 | L3 | 3.487 | LB | US
WP-2000 | 500-649714 | WP ENCLOSURE- DUCT HOUSING (NEMA 3R) | 261.42 | 349 | L3 | 11.438 | LB | US
AD-TGN | 500-649717 | AD-TGN T-Test Gas Nozzle | 11.2 | 15 | L3 | 0.2 | LB | GB
TG-11 | 500-649750 | TEST GAS (12 PER CASE). Product is marked SDI-SOLO-A10 | 543.26 | 724 | L3 | 7.5 | LB | NL
CPY-227-REFILL | 500-649840 | 1200LB BULK REFILL | 70136.14 | 93515 | L3 | 1200 | LB | CN
500-649842BG | 500-649842BG | NOVEC-1230-DRUM | 37648.48 | 50198 | L3 | 661 | LB | US
500-649843BG | 500-649843BG | NOVEC-1230-GALLON | 945.77 | 1261 | L3 | 11 | LB | US
CPY-FH4 | 500-649848BG | 4" FLEXIBLE DISCHARGE HOSE | 1980.32 | 2640 | L3 | 15.887 | LB | US
CPY-RA4 | 500-649850BG | 4" RECHARGE ADAPTER | 1061.57 | 1415 | L3 | 3.5 | LB | US
CPY-MTS | 500-649851BG | MAINTENCE SWITCH | 447.47 | 597 | L3 | 0.644 | LB | US
CPY-VSK4 | 500-649852BG | 4" VALVE SERVICE KIT | 133.49 | 178 | L3 | 0.341 | LB | US
VLF-250 | 500-649920 | VLF-250 LASER FOCUS DETECTOR | 3460.32 | 4614 | L3 | 10 | LB | MY
VIC-010 | 500-649921 | VIC-010 VESDAnet INTERFACE (VN Card) - FOR RANGE OF VESDA LASER FOCUS VLF SMOKE DETECTORS WITH A CHOICE OF 3rd RELAY OR 24V | 954.84 | 1273 | L3 | 0.5 | LB | MY
HUB-RS-485 | 500-649930 | RS-485 INTERFACE FOR WAIO | 1152.21 | 1536 | L3 | 0.113 | LB | US
NCC-GL-KEY | 500-649937 | LICENSE KEY FOR 1 PANEL | 73340.62 | 97787 | L3 | 0.092 | LB | CN
NCC-G1-KEY | 500-649938 | LICENSE KEY FOR UP TO 16 PANELS (Nodes) | 107321.38 | 143095 | L3 | 0.047 | LB | CN
NCC-G2-KEY | 500-649939 | LICENSE KEY FOR UP TO 32 PANELS (Nodes) | 143099.52 | 190799 | L3 | 0.053 | LB | CN
NCC-G3-KEY | 500-649940 | LICENSE KEY FOR UP TO 48 PANELS (Nodes) | 178869.85 | 238493 | L3 | 0.092 | LB | CN
NCC-G4-KEY | 500-649941 | LICENSE KEY FOR UP TO 64 PANELS (Nodes) | 214645.38 | 286194 | L3 | 0.092 | LB | CN
NCC-G16-KEY | 500-649942 | LICENSE KEY for 16 PANEL (Nodes) EXPANSION | 35778.13 | 47704 | L3 | 0.092 | LB | CN
NCC-G5-KEY | 500-649943 | LICENSE KEY FOR UP TO 128 PANELS (Nodes) | 250420.9 | 333895 | L3 | 0.092 | LB | CN
D2300CPS | 500-650018 | MULTI-MODE FIBER OPTIC INTERFACE | 1662.96 | 2217 | L3 | 1.828 | LB | US
D2325CPS | 500-650019 | SINGLE MODE FIBER OPTIC INTERFACE | 6102.72 | 8137 | L3 | 1.806 | LB | US
DPU-PRT | 500-650027 | DPU PRT CABLE | 66.11 | 88 | L3 | 0.147 | LB | US
DPU-PROG | 500-650028 | DPU-PROG CBL Programming Cable | 173.69 | 232 | L3 | 0.134 | LB | US
SOLO-100 | 500-650029 | FIBERGLASS TELESC POLE 15FT 4SECT | 1363.94 | 1819 | L3 | 3.63 | LB | GB
SOLO-101 | 500-650030 | FIBERGLASS EXTENSION POLE 4FT | 358.32 | 478 | L3 | 0.75 | LB | GB
SOLO-108 | 500-650031 | FIBERGLASS TELESC POLE 8FT 2SECT | 812.98 | 1084 | L3 | 1.63 | LB | GB
SOLO-200 | 500-650032 | UNIV REMOVAL TOOL | 1013.33 | 1351 | L3 | 2.83 | LB | GB
SOLO-330 | 500-650033 | SMOKE DISPENSER FOR TG-11 GAS | 701.22 | 935 | L3 | 1.25 | LB | CN
SOLO-332 | 500-650034 | SMOKE DISPENSER FOR TG-11 GAS - LARGE | 947.81 | 1264 | L3 | 1.75 | LB | GB
SOLO-460 | 500-650035 | HEAT DETECTOR TESTER KIT | 1949.56 | 2599 | L3 | 4 | LB | GB
SOLO-461 | 500-650036 | HEAT DETECTOR TESTER KIT | 2612.26 | 3483 | L3 | 7 | LB | GB
SOLO-716 | 500-650037 | EST SIGA REMOVAL TOOL ADAPTER | 166.67 | 222 | L3 | 0.5 | LB | GB
SOLO-760 | 500-650038 | NIMH RECHARGEABLE BATTERY BATON | 473.92 | 632 | L3 | 1.13 | LB | GB
SOLO-725 | 500-650039 | BATTERY BATON CHARGER | 525.05 | 700 | L3 | 1.75 | LB | CN
SOLO-851-KIT | 500-650041 | SMOKE & HEAT DETECTOR TEST KIT | 6284.08 | 8379 | L3 | 30 | LB | GB
SOLO-823-KIT | 500-650042 | SMOKE & HEAT DETECTOR TEST KIT 30FT | 6923.67 | 9232 | L3 | 31.5 | LB | GB
SOLO-809 | 500-650044 | STARTER TEST KIT 100, 330 | 2026.63 | 2702 | L3 | 4.88 | LB | GB
SOLO-A7-DUSTER | 500-650046 | CANNED AIR 12-10 OZ | 393 | 524 | L3 | 10 | LB | NL
TRUETEST-801 | 500-650047 | UNIV. SMOKE DETECTOR SENSOR TESTER | 15388.48 | 20518 | L3 | 22 | LB | GB
TRUETEST-SMOKE-400 | 500-650048 | CANNED AIR 12-9.5 OZ | 870.77 | 1161 | L3 | 10 | LB | NL
ST-1-KIT | 500-650049 | TOTAL TECH KIT FOR SMOKE & HEAT SENSITIVITY TESTING | 22566.43 | 30089 | L3 | 83.5 | LB | GB
CELL01 | 500-650051 | CELL CHECKER | 1178.99 | 1572 | L3 | 1.44 | LB | US
CELL01CS | 500-650052 | PADDED CASE FOR CELL01 | 57.79 | 77 | L3 | 0.63 | LB | US
SOLO-C3 | 500-650053 | 12 CANS FOR CO FOR TESTING | 601.04 | 801 | L3 | 1 | LB | GB
RNI-CAB-BRKT | 500-650062 | MOUNTS RNI IN CAB-1, CAB-2, CAB-3 ENCLOSURE | 132.23 | 176 | L3 | 1.284 | LB | US
RNI-CBL | 500-650063 | CABLE NEEDED FOR SECOND RNI | 132.23 | 176 | L3 | 0.153 | LB | US
ALCC | 500-650127 | AUDIO LEVEL CONVERSION CARD | 788.38 | 1051 | L3 | 0.787 | LB | US
PAD-4-MB | 500-650217 | PAD-4 NAC expander main board | 643.04 | 857 | L3 | 1.744 | LB | US
MTH-MC-R-AR | 500-650226 | AGENT RELEASE HORN STROBE RED | 140.42 | 187 | L3 | 0.809 | LB | US
CPY-SGN4 | 500-650229BG | CPY-SGN4 SYSTEM RELEASE | 65.87 | 88 | L3 | 0.037 | LB | US
CPY-SGN5 | 500-650230BG | CPY-SGN5 DEVICE ACTIVE | 65.87 | 88 | L3 | 0.037 | LB | US
CPY-SGN6 | 500-650231BG | CPY-SGN6 DO NOT ENTER | 65.87 | 88 | L3 | 0.197 | LB | US
CPY-SGN7 | 500-650232BG | CPY-SGN7 EXIT ROOM | 65.87 | 88 | L3 | 0.034 | LB | US
CPY-SGN8 | 500-650233BG | CPY-SGN8 PUSH AND HOLD | 65.87 | 88 | L3 | 0.041 | LB | US
NCC-G6-KEY | 500-650252 | LICENSE KEY FOR UP TO 256 PANELS (Nodes) | 290249.65 | 387000 | L3 | 0.092 | LB | US
S3AP | 500-650257 | PAD-4 NAC expander adapter plate for System 3 enclosure | 103.44 | 138 | L3 | 2.306 | LB | US
VNT-MP | 500-650489 | VNT Mounting Plate | 320.16 | 427 | L3 | 3.647 | LB | US
VNT-PC | 500-650490 | Virtual Network Tunnel | 9604.56 | 12806 | L3 | 10 | LB | US
CSB-BRKT | 500-650492 | CSB-BRKT | 323.17 | 431 | L3 | 1.05 | LB | US
CAD ADVANCE | 500-650497 | CAD ADVANCE+ DESIGN DRAFTING TOOL Consists of: CD & Quick Start Manual | 4494.92 | 5993 | L3 | 0.347 | LB | US
X-204-2 | 500-650537 | SCALANCE X-204-2 PACKAGED | 3190.47 | 4254 | L3 | 2.347 | LB | DE
REMBOX2R | 500-650612 | SMALL REMOTE LOBBY RED ENCLOSURE PROVIDES MOUNTING SPACE FOR, LVM OR FMT OR REMOTE SWITCH AND LED MODULES (8) LCM/SCM OR (4) FCM MAX. FIELD MOUNTED | 991.72 | 1322 | L3 | 19.962 | LB | US
REMBOX4R | 500-650613 | LARGE REMOTE LOBBY RED ENCLOSURE PROVIDES MOUNTING SPACE FOR, LVM OR FMT OR REMOTE SWITCH AND LED MODULES (16) LCM/SCM OR (8) FCM MAX. FIELD MOUNTED | 1317.82 | 1757 | L3 | 28.063 | LB | US
VLF-500 | 500-650635 | VLF-500 LASER FOCUS DETECTOR | 4578.04 | 6104 | L3 | 10 | LB | MY
VIC-020 | 500-650645 | VIC-020 VESDA MULTIFUNCTION CONTROL CARD (MCC) - INTERFACE CARD FOR THE RANGE OF VESDA LaserFOCUS (VLF) SMOKE DETECTORS | 723.36 | 964 | L3 | 5 | LB | MY
VIC-030 | 500-650646 | VIC-030 VESDA MULTIFUNCTION CONTROL CARD (MCC) - INTERFACE CARD FOR THE RANGE OF VESDA LaserFOCUS (VLF) SMOKE DETECTORS WITH A CHOICE OF 3rd RELAY, OR 24V MONITORED POWER OUTPUT (MPO) | 836.95 | 1116 | L3 | 5 | LB | MY
VRT-V00 | 500-650647 | Display, VLF, with a remote termination card. Equipped with 7 Relays. | 2699.46 | 3599 | L3 | 5 | LB | MY
VRT-S07 | 500-650648 | VESDA SYSTEM RELAY MODULE. UNIVERSAL NETWORK MODULE WITH 7 PROGRAMMABLE RELAYS | 1699.61 | 2266 | L3 | 3 | LB | MY
VRT-A10 | 500-650649 | VESDA ANALOG OUTPUT MODULE | 2227.94 | 2971 | L3 | 3 | LB | MY
VHX-1200 | 500-650651 | WALL-MOUNTED HLI LINKS VESDAnet WITH VESDA SYSTEM MANAGER 4(VSM4) and VESDA SYSTEM CONFIGURATOR (VSC). INCLUDES A BUILT-INVESDAnet PORT AND VESDAnet SOCKET CARD | 2591.22 | 3455 | L3 | 8 | LB | MY
TUBING-250 | 500-650652 | POLYETHYLENE TUBING BLACK 1/2" OD 38" ID FPE RATED 250 FEET OF TUBING PER ROLL | 679.42 | 906 | L3 | 12 | LB | MY
PIP-015 | 500-650653 | PIP-015 FLUSH SAMPLING POINT VESDA | 86.81 | 116 | L3 | 10 | LB | MY
CAP-KIT | 500-650654 | CAP-KIT BRASS CAPILARY KIT | 54.66 | 73 | L3 | 10 | LB | US
VSW-206 | 500-650655 | CENTRAL SITE LICENSE - PRIMARY PC | 4728.07 | 6304 | L3 | 3 | LB | MY
VSW-216 | 500-650656 | CENTRAL SITE LICENSE - SECONDARY PC | 3977.92 | 5304 | L3 | 3 | LB | MY
VSW-226 | 500-650657 | VSM3 UPGRADE - PRIMARY LICENSE | 2982.37 | 3976 | L3 | 0.001 | LB | MY
VSW-346 | 500-650658 | VESDANET NETWORK CONNECTION- 1 REQUIRED PER MONITORED VESDAnet | 998.77 | 1332 | L3 | 5 | LB | MY
VSW-356 | 500-650659 | VESDANET DETECTOR CONNECTION - 1 REQUIRED PER MONITORED DETECTOR | 265.76 | 354 | L3 | 5 | LB | MY
VSW-366 | 500-650660 | VESDATalk/VESDAlink DETECTOR CONNECTIONS - VESDAtalk FOR USE WITH DIRECT CONNECT VLS 250 AND 500 DETECTORS. VESDAlink FOR USE WITH DIRECT CONNECT VLS-500 DETECTORS | 794.09 | 1059 | L3 | 5 | LB | MY
VSW-502 | 500-650661 | TEXT TO SPEECH - ENGLISH | 3741.88 | 4989 | L3 | 3 | LB | MY
VSW-508 | 500-650662 | TEXT TO SPEECH - SPANISH | 3721.05 | 4961 | L3 | 3 | LB | MY
E700-FIL-ASSY | 500-650663 | E700-FIL-ASSY EXTERNAL FILTER ASSEMBLY | 342.72 | 457 | L3 | 3 | LB | MY
VSP-300 | 500-650664 | BLANK PLATE WITHOUT VESDA LOGO | 36.01 | 48 | L3 | 3 | LB | MY
VSP-011 | 500-650665 | RECESS MOUNTING KIT FOR VLP OR VLS DETECTOR | 447.37 | 596 | L3 | 5 | LB | MY
VSP-013 | 500-650667 | DETECTOR COVER ASSEMBLY WITH EMC SHIELDS | 703.83 | 938 | L3 | 5 | LB | MY
VSP-018 | 500-650668 | FILTER SWITCH | 154.11 | 205 | L3 | 3 | LB | MY
VSP-025 | 500-650670 | FILTERS (20 PACK) | 2748.62 | 3665 | L3 | 3 | LB | MY
VSP-100US-PCB | 500-650672 | POWER CIRCUIT BOARD ONLY | 545.75 | 728 | L3 | 3 | LB | US
VSP-TRAN-120 | 500-650673 | TRANSFORMER ONLY | 165.91 | 221 | L3 | 3 | LB | US
VSP-103 | 500-650674 | VLS RELAY PROCESSOR MODULE (DRP) | 670.48 | 894 | L3 | 3 | LB | MY
VSP-501 | 500-650675 | ASPIRATOR LaserCOMPACT | 1123.59 | 1498 | L3 | 12 | LB | MY
VSP-502 | 500-650676 | COMPACT (VN) REMOTE DISPLAY MODULE | 1764.18 | 2352 | L3 | 8 | LB | MY
VSP-510 | 500-650677 | COMPACT (RO) TERMINATION CARD (CTC-RO) | 1380.06 | 1840 | L3 | 5 | LB | MY
VSP-515 | 500-650678 | COMPACT (VN) TERMINATION CARD (CTC-VN) | 1994.19 | 2659 | L3 | 5 | LB | MY
VSP-715 | 500-650679 | SPARE ASPIRATOR VLF-250 AND VLF-500 | 1046.55 | 1395 | L3 | 12 | LB | MY
VSP-540 | 500-650680 | EXHAUST DEFLECTOR BLACK FOR USE WITH VESDA LaserPLUS LaserSCANNER AND LaserCOMPACT | 20.71 | 28 | L3 | 7 | LB | MY
VSP-EXHAUST | 500-650681 | EXHAUST DEFLECTOR GREY FOR USE WITH VESDA LaserFOCUS | 20.71 | 28 | L3 | 7 | LB | MY
18984 | 500-650682 | DECAL LaserCOMPACT DETECTOR SPANISH | 51.75 | 69 | L3 | 1 | LB | MY
19015 | 500-650683 | DECAL LaserCOMPACT REMOTE DISPLAY SPANISH | 51.75 | 69 | L3 | 1 | LB | MY
18761 | 500-650684 | DECAL LaserPLUS DISPLAY SPANISH | 51.75 | 69 | L3 | 1 | LB | MY
18773 | 500-650685 | DECAL LaserSCANNER DISPLAY SPANISH | 51.75 | 69 | L3 | 1 | LB | MY
18986 | 500-650686 | DECAL LaserCOMPACT DETECTOR PORTUGUESE | 51.75 | 69 | L3 | 1 | LB | MY
19029 | 500-650687 | DECAL LaserCOMPACT REMOTE DISPLAY PORTUGUESE | 51.75 | 69 | L3 | 1 | LB | MY
19237 | 500-650688 | DECAL LaserPLUS DISPLAY PORTUGUESE | 51.75 | 69 | L3 | 1 | LB | MY
19238 | 500-650689 | DECAL LaserSCANNER DISPLAY PORTUGUESE | 51.75 | 69 | L3 | 1 | LB | MY
VKT-020-US | 500-650692 | VESDA LaserFOCUS VKT-020 LaserFOCUS 250 (INCLUDES VLC-505. INCLUDES CARRYING CASE, POWER SUPPLY, PROGRAMMING SOFTWARE, SAMPLING PIPE, SAMPLE CAPILLARY KIT WITH SAMPLING POINT INLET PIPE CONVERTER) | 3674.65 | 4900 | L3 | 15 | LB | MY
VKT-050-US | 500-650693 | VESDA LaserFOCUS SALES DEMO KIT VKT-050 LaserFOCUS 500 INCLUDES CARRYING CASE, POWER SUPPLY, PROGRAMMING SOFTWARE, SAMPLING PIPE, SAMPLE CAPILLARY KIT WITH CONVERTER) SAMPLING POINT, INLET PIPE CONVERTER) | 3674.65 | 4900 | L3 | 15 | LB | MY
VKT-020 | 500-650694 | VESDA LaserFOCUS DEMO KIT (INCLUDES POWER CONNECTOR PLUS INSTALLED AND SHORT LENGTH PIPE, ELBOW , END CAP AND TWO PIPE LABELS.) LaserFOCUS 250 | 3123.83 | 4165 | L3 | 15 | LB | MY
VKT-050 | 500-650695 | VESDA LaserFOCUS DEMO KIT (INCLUDES POWER CONNECTOR PLUS INSTALLED AND SHORT LENGTH PIPE, ELBOW , END CAP AND TWO PIPE LABELS.) LaserFOCUS 500 | 3123.83 | 4165 | L3 | 15 | LB | MY
VTT-100 | 500-650696 | VESDA TEST TRANSFORMER (WIRE BURNER) PREVIOUSLY KNOWN AS THE THE HOT WIRE TEST, THIS POWER SUPPLY UNIT IS USED TO TEST VESDA EQUIPMENT. THE UNIT PROVIDES 6VAC OUTPUT 220-240VAC OR 110-120VAC SUPPLY. TIMER IS INCORPORATED TO PROVIDE A SELECTABLE BURN PERIOD OF UP TO 3 MINUTES. | 2143.28 | 2858 | L3 | 8 | LB | MY
FB-300 | 500-680587 | FLUSH BOX FOR PHONE STATION FIELD MOUNTED | 193.08 | 257 | L3 | 4.3 | LB | US
FC-300 | 500-680588 | DOOR REMOTE PHONE STATION FIELD MOUNTED | 228.51 | 305 | L3 | 2.666 | LB | US
RSW-1 | 500-685607 | RESET SWITCH | 564.76 | 753 | L3 | 0.431 | LB | US
EAD-3 | 500-686214 | WEATHERPROOF ENCLOSURE | 768.73 | 1025 | L3 | 19.725 | LB | US
MBDC-10 | 500-688448 | 10" DC MOTOR BELL | 133.3 | 178 | L3 | 2.209 | LB | CN
MBDC-6 | 500-688449 | 6" DC MOTOR BELL | 83.64 | 112 | L3 | 1.659 | LB | CN
MS-151 | 500-688458 | MANUAL STATIONS N.O. SPST | 90.38 | 121 | L3 | 0.444 | LB | CN
SB-5AP | 500-688901 | ADAPTER PLATE | 47.57 | 63 | L3 | 0.362 | LB | US
DT-140EP | 500-688976 | R.C.-F.T. TMP 140 DEG EXPLOSION PRF | 370.77 | 494 | L3 | 0.325 | LB | US
DT-160EP | 500-688977 | R.C.-F.T. TMP 160 DEG EXPLOSION PRF | 363.65 | 485 | L3 | 0.322 | LB | CN
DT-190EP | 500-688978 | R.C.-F.T. TMP 190 DEG EXPLOSION PRF | 363.65 | 485 | L3 | 0.325 | LB | US
DT-225EP | 500-688980 | 225 DEG EXP PROOF THERMAL | 364.31 | 486 | L3 | 0.291 | LB | US
DT-275EP | 500-688981 | 275 DEG EXP PROOF THERMAL | 380.14 | 507 | L3 | 0.325 | LB | US
DT-325EP | 500-688982 | 325 DEG EXP PROOF THERMAL | 380.14 | 507 | L3 | 0.313 | LB | US
DT-360EP | 500-688983 | 360 DEG EXP PROOF THERMAL | 377.91 | 504 | L3 | 0.328 | LB | CN
DT-450EP | 500-688984 | 450 DEG EXP PROOF THERMAL | 392.17 | 523 | L3 | 0.325 | LB | CN
DT-600EP | 500-688986 | 600 DEG EXP PROOF (SPECIAL ORDER) | 413.18 | 551 | L3 | 0.316 | LB | US
DT-725EP | 500-688987 | 750 DEG EXP PROOF (SPECIAL ORDER) ***NOTE: OTHER TEMP. REQ. SPECIAL ORDER | 414.67 | 553 | L3 | 0.325 | LB | CN
RA-ADB | 500-689948 | FLUSH TRIM RING FOR BASES | 11.36 | 15 | L3 | 0.081 | LB | US
SDH-2D | 500-690394 | 24VDC CONCEALED WIRING | 214.35 | 286 | L3 | 1.53 | LB | US
SDH-3D | 500-690395 | 24VDC SURFACE WIRING | 214.35 | 286 | L3 | 1.6 | LB | US
SDH-5D | 500-690397 | 24VDC FLR MTG SING DOOR | 496.95 | 663 | L3 | 2.8 | LB | US
SDH-8D | 500-690400 | 24VDC OVERHEAD DOOR | 665.44 | 887 | L3 | 4 | LB | US
FJ-303 | 500-690975 | PHONE JACK FIELD MOUNTED | 64.07 | 85 | L3 | 0.203 | LB | US
TSP-40-PP | 500-691888 | TSP-40 PRINTER PAPER | 118.78 | 158 | L3 | 1.919 | LB | FI
FJ-304 | 500-692670 | PHONE JACK W/ SCREW TERMINAL FIELD MOUNTED | 96.37 | 128 | L3 | 0.234 | LB | US
MT-SUR-BOX | 500-693168 | WEATHERPROOF SURFACE MOUNT BACK BOX RED | 40.85 | 54 | L3 | 0.591 | LB | TW
MTE-2-LENS | 500-693295 | MTE-2 LENS PKG | 251.46 | 335 | L3 | 0.669 | LB | US
MTE-2-HLDR | 500-693297 | MTE-2 HOLDER PKG | 740.94 | 988 | L3 | 2.375 | LB | US
BB-55 | 500-693298 | BATTERY BOX FOR 55 AH BATTERIES | 637.2 | 850 | L3 | 25.363 | LB | US
BB-55R | 500-693484 | BATTERY BX-55 AH BATTERIES(RED) | 730.58 | 974 | L3 | 25.587 | LB | US
ISI-1 | 500-694270 | INTRIN. SAFE ISOLATION BARRIER | 5480.68 | 7308 | L3 | 0.5 | LB | GB
MS-FB | 500-694512 | SURFACE BOX FOR MS-F SERIES | 40.53 | 54 | L3 | 1.25 | LB | US
MS-FD | 500-694515 | DOUBLE ACTION ADAPTER FOR HMS-M | 49.3 | 66 | L3 | 0.45 | LB | US
MS-NY | 500-694516 | NYC PLATE FOR MS-F SERIES | 34.12 | 45 | L3 | 0.397 | LB | US
RLC-11 | 500-694625 | REMOTE LAMP MODULE - CEILING MOUNT | 35.19 | 47 | L3 | 0.178 | LB | MY
RLW-11 | 500-694626 | REMOTE LAMP MODULE - WALL MOUNT | 35.19 | 47 | L3 | 0.147 | LB | MY
RPR-1 | 500-694998 | REMOTE POLARIZED RELAY -24VDC WITH SXL, MXL & SYSTEM 3 | 311.21 | 415 | L3 | 0.806 | LB | US
LK-11 | 500-695350 | LK-11 LOCKING KIT (50 PCS) FOR DB-11/DB-11E | 55.19 | 74 | L3 | 0.1 | LB | US
DB11-SEAL | 500-695622 | DB-11 SEAL FOR DB-11(24 PC) | 72.84 | 97 | L3 | 0.066 | LB | US
RSM-1 | 500-696163 | RSM-1 KEY SW MODULE (MAINTAIN) | 103.09 | 137 | L3 | 0.362 | LB | US
RSM-2 | 500-696164 | RSM-2 KEY SW MODULE (MOM) | 103.09 | 137 | L3 | 0.369 | LB | US
RSM-3 | 500-696165 | RSM-3 ROCKER SW MODULE (MAIN) | 82.92 | 111 | L3 | 0.253 | LB | US
RSM-4 | 500-696166 | RSM-4 ROCKER SW MODULE (MOM) | 82.92 | 111 | L3 | 0.25 | LB | US
TSM-1 | 500-696353 | DUCT DETECTOR TEST SWITCH REQ TR | 156.88 | 209 | L3 | 0.378 | LB | US
REL-EOL | 500-696359 | RELEASING END OF LINE DIODES FOR REL & SRX UL 9th Ed. | 103.6 | 138 | L3 | 0.231 | LB | US
DSC | 500-696872 | DUAL SYNC CONTROL MODULE RED | 153.19 | 204 | L3 | 0.641 | LB | US
DSC-W | 500-696873 | DUAL SYNC CONTROL MODULE WHT | 153.19 | 204 | L3 | 0.641 | LB | US
CPYCS-35/70 | 500-697907BG | 35/70lb Tank Strap | 70.05 | 93 | L3 | 1.256 | LB | US
CPYCS-150 | 500-697908BG | 150lb Tank Strap | 107.69 | 144 | L3 | 2.103 | LB | US
CPYCS-250/375 | 500-697909BG | 250/375lb Tank Strap | 129.64 | 173 | L3 | 1.956 | LB | US
CPYCS-560 | 500-697910BG | 560lb Tank Strap | 134.87 | 180 | L3 | 2.094 | LB | US
CPY-LMC2 | 500-697925BG-2 | LOCAL MANUAL CONTROL | 259.14 | 346 | L3 | 0.447 | LB | US
CPY-PAS2 | 500-697926BG-2 | PISTON ACTUATOR SLAVE | 339.79 | 453 | L3 | 0.344 | LB | US
CPY-PSS1 | 500-697939BG | CPY-PSS1, PRESS SUPV SW (NC) | 151.6 | 202 | L3 | 0.263 | LB | MX
CPY-POS | 500-697941BG | PRESS OPER SW SPST (NC/NO) | 503.93 | 672 | L3 | 0.997 | LB | US
CPY-MFH24 | 500-697943BG | METAL 1/4" HOSE 24" | 78.91 | 105 | L3 | 0.228 | LB | US
CPY-MFH36 | 500-697944BG | METAL 1/4" HOSE 36" | 93.85 | 125 | L3 | 0.3 | LB | US
CPY-PE | 500-697945BG | ELBOW-SLAVE CYL'S | 36.18 | 48 | L3 | 0.059 | LB | US
CPY-PT | 500-697946BG | TEE-SLAVE CYL'S | 39.84 | 53 | L3 | 0.05 | LB | US
CPY-SV | 500-697947BG | CYL FILLING SCHRADER | 62.73 | 84 | L3 | 0.075 | LB | US
CPY-FH1 | 500-697950BG | 1" FLEX HOSE | 398.84 | 532 | L3 | 2.681 | LB | US
CPY-FH1.5 | 500-697951BG | 1 1/2" FLEX HOSE | 846.73 | 1129 | L3 | 5.688 | LB | US
CPY-FH2.5 | 500-697952BG | 2 1/2" FLEX HOSE | 634.15 | 846 | L3 | 6.662 | LB | US
CPY-CV1 | 500-697953BG | 1" CHECK VALVE | 520.66 | 694 | L3 | 1.234 | LB | US
CPY-RA1 | 500-697956BG | 1" RECHARGE ADAPTER | 445.82 | 594 | L3 | 0.497 | LB | US
CPY-RA1.5 | 500-697957BG | 1-1/2" RECHARGE ADAPTER | 479.21 | 639 | L3 | 3 | LB | US
CPY-RA2.5 | 500-697958BG | 2-1/2" RECHARGE ADAPTER | 709.66 | 946 | L3 | 1.5 | LB | US
CPY-VSK1 | 500-697960BG | VALVE SERVICE KIT | 77.05 | 103 | L3 | 0.066 | LB | US
CPY-VSK1.5 | 500-697961BG | 1.5 VALVE SERVICE KIT | 86.78 | 116 | L3 | 0.109 | LB | US
CPY-VSK2.5 | 500-697962BG | 2.5 VALVE SERVICE KIT | 96.19 | 128 | L3 | 0.197 | LB | US
CPY-PG | 500-697963BG | HFC-227ea PRESSURE GAUGE | 40.78 | 54 | L3 | 6.422 | LB | MX
CPY-MRS | 500-697964BG | MAIN RESERVE SWITCH | 162.05 | 216 | L3 | 0.953 | LB | US
CPY-TD | 500-697965BG | TEST DOWEL FOR SOLENOID | 20.91 | 28 | L3 | 0.087 | LB | US
CPY-SGN1 | 500-697976BG | CPY-SGN1 DO NOT ENTER | 65.87 | 88 | L3 | 0.056 | LB | US
CPY-SGN2 | 500-697977BG | CPY-SGN2 VACATE ROOM | 65.87 | 88 | L3 | 0.056 | LB | US
CPY-SGN3 | 500-697978BG | CPY-SGN3 OPERATE MANUAL PULL | 65.87 | 88 | L3 | 0.056 | LB | US
CPY-227-1230SW | 500-697984BG | Sinorix 227 + Sinorix 1230 Full License Design Keys | 6383.4 | 8511 | L3 | 0.001 | LB | US
CPYEC-2-24 | 500-697990BG | SUPERVISED SOLENOID 24VDC | 885.12 | 1180 | L3 | 2.409 | LB | US
CPY-SRST | 500-697991BG | SOLENOID RESET TOOL | 119.19 | 159 | L3 | 0.037 | LB | US
MSM-K | 500-698215 | MSM-K - METAL MANUAL STATION / CAT 45 KEYLOCK | 49.06 | 65 | L3 | 1.191 | LB | US
MSM-KD | 500-698216 | MSM-KD - METAL MANUAL STATION / CAT 45 KEYLOCK / DOUBLE ACTION | 62.91 | 84 | L3 | 1.466 | LB | US
MSM-K-WP | 500-698217 | MSM-K-WP - METAL MANUAL STATION / CAT 45 KEYLOCK / WEATHERPROOF | 197.28 | 263 | L3 | 2.384 | LB | US
MSM-KD-WP | 500-698218 | MSM-KD-WP - METAL MANUAL STATION / CAT 45 KEYLOCK / DOUBLE ACTION / WEATHERPROOF | 209.02 | 279 | L3 | 2.569 | LB | US
MSM-EXP | 500-698219 | MSM-EXP - METAL MANUAL STATION / EXPLOSION PROOF | 689.97 | 920 | L3 | 3.984 | LB | US
MSM-INST | 500-698220 | MSM-INST - METAL MANUAL STATION / INSTITUTIONAL VERSION | 65.05 | 87 | L3 | 1.191 | LB | US
MSM-BOX | 500-698221 | MSM-BOX SURFACE BACK BOX | 23.46 | 31 | L3 | 0.938 | LB | US
MSM-K-15 | 500-698222 | MSM-K-15 - METAL MANUAL STATION / CAT 15 KEYLOCK | 49.06 | 65 | L3 | 1 | LB | US
MSM-KD-30 | 500-698223 | MSM-KD-30 - METAL MANUAL STATION / CAT 30 KEYLOCK / DOUBLE ACTION | 49.06 | 65 | L3 | 1 | LB | US
FJ-303SS | 500-698309 | PHONE JACK W/ STAINLESS PLATE FIELD MOUNTED | 127.75 | 170 | L3 | 0.197 | LB | US
FJ-304SS | 500-698310 | PHONE JACK W/ TERM & SS PLATE FIELD MOUNTED | 214.03 | 285 | L3 | 0.225 | LB | US
ALI-8B | 500-698326 | REPLACEMENT PLATE FOR ALI-8/TRI | 1210.22 | 1614 | L3 | 5.669 | LB | US
ADB-BOX | 500-698360 | Surface Mount Adapter Box for Audible Base | 36.71 | 49 | L3 | 0.878 | LB | US
NCC-1G | 500-699028 | NCC GRAPHICS PACKAGE 2-16 NODES (Software only) | 93775.97 | 125035 | L3 | 2.506 | LB | CN
NCC-2G | 500-699029 | NCC GRAPHICS PACKAGE 17- 32 NODES (Software only) | 125037.22 | 166716 | L3 | 1.6 | LB | CN
NCC-3G | 500-699030 | NCC GRAPHICS PACKAGE 33 - 48 NODES (Software only) | 156293.28 | 208391 | L3 | 1.8 | LB | CN
NCC-4G | 500-699031 | NCC GRAPHICS PACKAGE 49 - 64 NODES (Software only) | 187554.54 | 250073 | L3 | 1.8 | LB | CN
NCC-GL | 500-699032 | NCC GRAPHICS PACKAGE - 1 NODE (Software only) | 64080.25 | 85440 | L3 | 2.431 | LB | CN
PAD-3-MB | 500-699080 | MAIN BOARD ONLY FOR PAD-3 | 705.94 | 941 | L3 | 2.741 | LB | MY
NIM-1W | 500-699103 | LOCAL & WIDE AREA NETWORK | 1695.86 | 2261 | L3 | 1.575 | LB | US
NIM-1M | 500-699104 | UL864 LISTED ANALOG MODEM DAUGHTERBOARD DESIGNED TO COMMUNICATE WITH NIM-1W ONLY | 2558.4 | 3411 | L3 | 0.591 | LB | US
DCT-1E | 500-699290 | 5 CHANNEL DIALER WITH ENCLOSURE | 508.11 | 677 | L3 | 3.428 | LB | CN
DCT-P | 500-699291 | PROGRAMMER FOR DCT-1E AND MDACT | 421.34 | 562 | L3 | 0.728 | LB | CN
MODEM BLOCK | 500-699355 | MODEM BLOCK PACKAGED | 951.45 | 1269 | L3 | 0.159 | LB | US
PFT | 500-699427 | PORTABLE FIREFIGHTERS TELEPHONE FIELD MOUNTED | 136.7 | 182 | L3 | 0.762 | LB | US
PFT-P | 500-699430 | PORTABLE FIREFIGHTERS TELEPHONE PUSH TO TALK FIELD MOUNTED | 221.87 | 296 | L3 | 0.772 | LB | US
VPS-100US-120 | 500-699810 | VPS-100US-120 P/S UNIT | 1048.06 | 1397 | L3 | 0.4 | LB | US
VPS-100US-220 | 500-699811 | VPS-100US-220 P/S UNIT | 1050.2 | 1400 | L3 | 0.4 | LB | US
VPS-300US-120 | 500-699812 | VPS-300US-120 P/S UNIT | 1699.61 | 2266 | L3 | 0.4 | LB | US
VPS-300US-220 | 500-699813 | VPS-300US-220 P/S UNIT | 1724.27 | 2299 | L3 | 0.4 | LB | US
VPS-400US-48 | 500-699814 | VPS-400US-48 P/S UNIT | 2420.83 | 3228 | L3 | 0.4 | LB | US
VBT-012 | 500-699815 | VBT-012 BATTERY 12V-12A-HR | 253.98 | 339 | L3 | 0.4 | LB | US
VBC-001 | 500-699816 | VBC-001 BATTERY CABINET | 531.53 | 709 | L3 | 0.4 | LB | US
VRT-100 | 500-699829 | Programmer. Includes remote termination card. No Relays. | 2155.71 | 2874 | L3 | 0.4 | LB | MY
VRT-200 | 500-699830 | Display, VLP, with a remote termination card. Equipped with 7 Relays. | 2334.03 | 3112 | L3 | 0.4 | LB | MY
VRT-600 | 500-699831 | Display, VLP, with a remote termination card. No Relays. | 2082.98 | 2777 | L3 | 0.4 | LB | MY
VRT-400 | 500-699832 | Display, VLS, with a remote termination card. Equipped with 7 Relays. | 2373.68 | 3165 | L3 | 0.4 | LB | MY
VRT-800 | 500-699834 | Display, VLS, with a remote termination card. Equipped with 12 Relays. | 2691.96 | 3589 | L3 | 0.4 | LB | MY
VRT-300 | 500-699835 | VESDAnet SOCKET | 1302.05 | 1736 | L3 | 0.4 | LB | MY
VRT-500 | 500-699836 | REMOTE TERMINATION AND RELAY PROCESSOR CARD, W/ BLANK PLATE, CARD, IN REMOTE MOUNTING BOX LaserCOMPACT (WITH 7 RELAYS FOR LaserPlus | 1895.73 | 2528 | L3 | 0.4 | LB | MY
VRT-900 | 500-699837 | REMOTE TERMINATION AND RELAY PROCESSOR CARD, WITH BLANK PLATE IN REMOTE MOUNTING BOX (WITH 12 RELAYS FOR LaserSCANNER) | 2321.16 | 3095 | L3 | 0.4 | LB | MY
VSR-0000 | 500-699838 | REMOTE 19" SUB RACK WITH 4 BLANK PLATES (MODULES AND TERMINATION CARD NOT INCLUDED) | 1181.42 | 1575 | L3 | 0.4 | LB | MY
VHX-0200 | 500-699839 | PC-LINK HLI, SLIDING WINDOWS, RS232 INTERFACE. THE VHX-200 DOES NOT HAVE MODEM CAPABILITIES | 2156.14 | 2875 | L3 | 0.4 | LB | MY
VHX-0300 | 500-699840 | PC-LINK HLI, OPEN PROTOCOL RS232 INTERFACE. HAS PEER TO PEER OPERATIONS | 2159.36 | 2879 | L3 | 0.4 | LB | MY
VHH-100 | 500-699843 | HAND HELD PROGRAMMER -INCLUDES LEADS | 2409.04 | 3212 | L3 | 0.4 | LB | MY
VRT-000 | 500-699849 | REMOTE MOUNTING SINGLE BOX WITH ESCUTCHEOL ONLY BLANK PLATE AND TERMINATION CARD NOT INCLUDED | 320.43 | 427 | L3 | 0.4 | LB | MY
VSP-000 | 500-699851 | BLANK PLATE WITH VESDA LOGO | 58.95 | 79 | L3 | 0.4 | LB | MY
VSP-001 | 500-699852 | VSP-001 PROGRAMMER MODULE | 1725.08 | 2300 | L3 | 0.4 | LB | MY
VSP-002 | 500-699853 | VSP-002 STD DISPLAY MODULE | 1725.08 | 2300 | L3 | 0.4 | LB | MY
VSP-003 | 500-699854 | VSP-003 VESDANET SOCKET KIT | 1384.66 | 1846 | L3 | 0.4 | LB | MY
VSP-004 | 500-699855 | SCANNER DISPLAY MODULE | 1725.08 | 2300 | L3 | 0.4 | LB | MY
VSP-005 | 500-699856 | FILTER CARTRIDGE (REPLACING EVERY 2 YEARS RECOMMENDED) | 194.46 | 259 | L3 | 0.4 | LB | MY
VSP-007 | 500-699858 | "O" RELAY REMOTE TERMINATION CARD | 690.03 | 920 | L3 | 0.4 | LB | MY
VSP-008 | 500-699859 | REMOTE TERMINATION CARD (RTC7) | 1032.75 | 1377 | L3 | 0.4 | LB | MY
VSP-014 | 500-699864 | 7-RELAY HEAD TERMINATION CARD (HTC7) | 1886.08 | 2515 | L3 | 0.4 | LB | MY
VSP-015 | 500-699865 | ASPIRATOR FOR LASERPLUS & SCANNER | 1173.05 | 1564 | L3 | 0.4 | LB | MY
VSP-016 | 500-699866 | 12 RELAY HEAD TERMINATION CARD (HTC12) | 2763.57 | 3685 | L3 | 0.4 | LB | MY
VSP-019 | 500-699867 | VSP-019 FILTER COVER | 28.75 | 38 | L3 | 0.4 | LB | MY
VSP-021 | 500-699869 | METRIC TO IMPERIAL PIPE ADAPTOR KITS OF FOUR | 56.46 | 75 | L3 | 0.4 | LB | MY
VSP-208 | 500-699873 | 12 RELAY REMOTE TERMINATION CARD (RTC12) | 1205.26 | 1607 | L3 | 0.4 | LB | MY
VP-P-210* | 500-699874 | VP-P-210 3/4"ORG VESDA CPVC 15ft lengths 3/4". Box of 14 pcs (210 feet total) | 691.21 | 922 | L3 | 0.4 | LB | US
VP-P-420* | 500-699875 | VP-P-420 3/4" ORG VESDA CPVC Box of 28 pieces (420 feet Total) | 1374.91 | 1833 | L3 | 0.4 | LB | US
VP-ELB-90* | 500-699876 | VP-ELB-90 90 DEGREE ELBOW, Q-20 (Quantity of 20) | 73.94 | 99 | L3 | 0.4 | LB | US
VP-ELB-45* | 500-699877 | VP-ELB-45 45 DEG ELBOW ,3/4 Q-10 (Quantity of 10) | 51.43 | 69 | L3 | 0.4 | LB | US
VP-COUP* | 500-699878 | VP-COUP COUPLING 3/4" ORG Q-15 (Quantity of 15) | 53.59 | 71 | L3 | 0.4 | LB | US
VP-UNION* | 500-699879 | VP-UNION UNION ORG VESDA CPVC Q-10 (Quantity of 10) | 101.81 | 136 | L3 | 0.4 | LB | US
VP-EC* | 500-699880 | VP-EC END CAP 3/4" ORG VSD Q-25 (Quantity of 25) | 57.87 | 77 | L3 | 0.4 | LB | US
VP-TEE* | 500-699881 | VP-TEE 3/4" ORG VSD CPVC Q-15 (Quantity of 15) | 73.94 | 99 | L3 | 0.4 | LB | US
VP-TEE-FPT* | 500-699882 | VP-TEE-FPT 3/4" - 10 pc/BOX | 122.17 | 163 | L3 | 0.4 | LB | US
VP-CEMENT | 500-699884 | VP-CEMENT SOLVENT CEMENT, One (1) Pint. Average capacity is 100 joints to one pint. GROUND SHIPMENT ONLY. NOT AVAILABLE IN CANADA OR LATIN AMERICA or for Air Shipment. | 68.05 | 91 | L3 | 0.4 | LB | US
E700-SP | 500-699885 | E700-SP CAPILLARY (MINIATURE) | 28.94 | 39 | L3 | 0.4 | LB | MY
E700-TUBE | 500-699886 | E700-TUBE CAPILLARY TUBING | 270.06 | 360 | L3 | 0.4 | LB | US
E700-CAP | 500-699887 | E700-CAP CONNECTOR KIT | 33.23 | 44 | L3 | 0.4 | LB | US
E700-SP-DCL-PT | 500-699888 | E700-SP-DCL-PT ROUND STYLE | 27.86 | 37 | L3 | 0.4 | LB | MY
E700-SPLR | 500-699889 | E700-SP-DCL-R CAPILLARY (MIN) | 40.72 | 54 | L3 | 0.4 | LB | MY
E700-SPLG | 500-699890 | E700-SP-DCL-G CAPILLARY MINI | 40.72 | 54 | L3 | 0.4 | LB | MY
E700-SP-DCL | 500-699891 | E700-SP-DCL-A SAMPLING POINT | 153.25 | 204 | L3 | 0.4 | LB | MY
E700-SPDCLPIPE | 500-699892 | E700-SP-DCL-PIPE SAMPLING | 25.72 | 34 | L3 | 0.4 | LB | MY
VRE-100 | 500-699899 | SUB RACK ENCLOSURE. GLASS DOOR FOR 19" SUB RACK. FITS UP TO 3 RACKS OR 2 RACKS WITH VESDA POWER SUPPLY - PURCHASED SEPARATELY - SEE POWER SUPPLY SECTION | 1598.89 | 2132 | L3 | 0.4 | LB | MY
CPY-HLICABLE | 500-699911 | CPY-HLICABLE REPLACES CPY-HLI | 139.32 | 186 | L3 | 8 | LB | MY
VSP-509 | 500-699917 | RO - CABLE FO RUSE WITH LASER COMPACT RELAY ONLY (RO) VERSION THIS CABLE IS REQUIRED FOR PROGRAMMING. REQUIRES V-CONFIG PRO SOFTWARE | 156.4 | 209 | L3 | 0.4 | LB | MY
TCFG-300 | 500-737017 | TCFG-300 CONFIGURATION TOOL | 148.7 | 198 | L3 | 0.409 | LB | CA
PDM-3 | 500-785536 | PRESSURE DIFFRNTL METER FOR DUCT | 940.57 | 1254 | L3 | 2.478 | LB | US
AW-1 | 500-822500BG | ABORT STATION | 212.24 | 283 | L3 | 0.378 | LB | CN
TRM-306 | 500-837022 | TRM-306 6 RELAY ADDER | 217.06 | 289 | L3 | 0.441 | LB | CA
TPR-300 | 500-837024 | TPR-300 POLARITY REVERSAL / CITY TIE | 275.82 | 368 | L3 | 5 | LB | CA
TICAC | 500-837025 | TICAC 6 CLASS A INPUT CONVERTER | 229.06 | 305 | L3 | 0.606 | LB | CA
TOCAC | 500-837026 | TOCAC 2 CLASS A OUT CONVERTER | 82.75 | 110 | L3 | 0.169 | LB | CA
TSP-XB | 500-849949 | BRACKETS FOR TSP-40A (XLS) | 115.42 | 154 | L3 | 5.384 | LB | US
TSP-XC | 500-849950 | CABLES FOR TSP-40A (XLS) | 34.74 | 46 | L3 | 0.159 | LB | US
PAD-4-CLSA | 500-850254 | PAD-4 NAC expander Class A adapter card | 97.05 | 129 | L3 | 0.169 | LB | CN
IIC | 500-850328 | INTERFACE ISOLATION CARD REQUIRED FOR NCC TO NRC CONNECTIONS | 195.11 | 260 | L3 | 0.125 | LB | US
LIA | 500-850493 | LVM Interface Assembly | 160.08 | 213 | L3 | 0.5 | LB | US
LIM-1 | 500-892361 | SHORT CIRCUIT LINE ISOLATOR(ALD) (USED WITH CZM-1 & DI-3IS) | 572.83 | 764 | L3 | 0.309 | LB | IN
MOM-2 | 500-892766 | EXPANSION CARDCAGE (2 SLOTS) | 480.63 | 641 | L3 | 1.887 | LB | MY
MSI-10B | 500-893080 | INTELL MAN STATN, SINGLE ACTION | 987.19 | 1316 | L3 | 0.831 | LB | CN
MSI-20B | 500-893081 | INTELL MAN STATN, DOUBLE ACTION | 1118.82 | 1492 | L3 | 0.881 | LB | CN
LLM-1 | 500-893532 | POWER LIMITED LEASE LINE INTERFACE | 680.62 | 907 | L3 | 0.328 | LB | US
TRI-B6M | 500-894546 | INTERFACE MOD. PKG | 782.44 | 1043 | L3 | 0.106 | LB | CN
MSI-B6F | 500-895301 | METAL INTELLIGENT MANUAL STATION | 1257.75 | 1677 | L3 | 1.247 | LB | CN
ICP-B6 | 500-895303 | INTEL OUTPUT CONTROL PT(B6 CHIP) | 1389.38 | 1853 | L3 | 0.556 | LB | IN
TRI-R | 500-896224 | SINGLE INPUT WITH RELAY | 1137.1 | 1516 | L3 | 0.4 | LB | IN
TRI-S | 500-896225 | SINGLE INPUT MODULE | 1005.47 | 1341 | L3 | 0.331 | LB | IN
TRI-D | 500-896226 | DUAL INPUT MODULE | 1137.1 | 1516 | L3 | 0.35 | LB | IN
MPI-2 | 500-896446 | MPI-2 MOUNTING PLATE | 246.53 | 329 | L3 | 1.044 | LB | US
MC-5K | 545-520627 | SB-5K MTG KIT SB-5R | 6.69 | 9 | L3 | 0.006 | LB | US
| 555-134260 | 10 PIN AUDIO CABLE FOR LVM AND FMT | 44.82 | 60 | L3 | 0.359 | LB | US
| 555-134347 | SSD AUDIO CABLE | 63.87 | 85 | L3 | 0.019 | LB | US
EXTRA-LONG CABLE | 555-135860 | 60 PIN 6 1/2 FOOT CABLE FOR CAB2,2X AND CAB3,3X ROW TO ROW CONNECTIONS | 164.73 | 220 | L3 | 0.613 | LB | US
DB-3S | 595-381804 | SERIES-3 BASE | 17.93 | 24 | L3 | 0.291 | LB | US
BTX-3 | 599-034220 | BATTERY SET 12V 100AH | 2430.33 | 3240 | L3 | 72.25 | LB | CN
XLS-500-ID-SP | 599-050594 | INCLUDES: (2) DLC, (1) PMI-3, (1) ZIC-4A (1) CC-5 , (1) PSC-12, (1) ID-SP | 17412.3 | 23216 | L3 | 28.2 | LB | CN
XLS-250-ID-SP | 599-050595 | INCLUDES: (1) DLC, (1) PMI-3, (1) ZIC-4A (1) CC-5 , (1) PSC-12, (1) ID-SP | 14529.46 | 19373 | L3 | 27.2 | LB | CN
XLS-250-CAB2-BD | 599-050597 | INCLUDES: (1) PMI-3, (1) PSC-12, (1) CC-5, (1) DLC, (1) ID-SP, (1) BCL (1) ZIC-4A, (1) CAB2-BD, (1) OD-LP | 17099.56 | 22799 | L3 | 66 | LB | US
XLS-250-CAB3-BD | 599-050598 | INCLUDES: (1) PMI-3, (1) PSC-12, (1) CC-5, (1) DLC, (1) ID-SP, (1) BCL (1) ZIC-4A, (1) CAB3-BD, (1) OD-LP | 17746.22 | 23662 | L3 | 79 | LB | CN
CAB2-BD-OD-LP | 599-050599 | INCLUDES: (1) CAB2-BD, (1) BCL AND (1) OD-LP | 1199.68 | 1600 | L3 | 38.8 | LB | US
CAB3-BD-OD-LP | 599-050600 | INCLUDES: (1) CAB3-BD, (1) BCL AND (1) OD-LP | 1473.57 | 1965 | L3 | 51.8 | LB | US
BCL | 599-633997 | 60 PIN CABLE LONG-REQUIRED IN CAB2,2X AND CAB3,3X FOR ROW TO ROW CONNECTIONS | 133.34 | 178 | L3 | 0.359 | LB | US
CCL | 599-634214 | CAN CABLE-3 FT. LONG. REQUIRED FOR SCM/LCM/FCM MODULES FROM CC-5/CC-2 INNER DOOR AND FROM ROW TO ROW ON CAB INNER DOORS. | 26.88 | 36 | L3 | 2 | LB | US
MTE-2 | 599-693291 | MXLV PORTABLE TEL. ENCLOSURE (6) INCLUDES: MTE-2 ENCL/DR 500-093291 MTE-2 LENS 500-693295 MTE-2 HOLDER 500-693297 | 2330.32 | 3107 | L3 | 21.4 | LB | US
ALI-8 | 599-693296 | ENCLOSURE 8 TRI'S | 2694.65 | 3593 | L3 | 21.4 | LB | US
PAD-3 | 599-699189 | P/S NAC EXT 6 AMPS | 841.4 | 1122 | L3 | 15 | LB | MY
PAD-3R | 599-699190 | RED P/S NAC EXT | 841.4 | 1122 | L3 | 11.9 | LB | MY
CPY-FCV2 | 712-050476BG | 2" FLAPPER CHECK VALVE | 990.09 | 1320 | L3 | 17.175 | LB | MX
CPY-FCV3 | 712-050477BG | 3" FLAPPER CHECK VALVE | 1223.48 | 1631 | L3 | 40.875 | LB | MX
CPY-FCV-4 | 712-050478BG | 4" FLAPPER CHECK VALVE (UL & FM) | 4283.96 | 5712 | L3 | 62.587 | LB | MX
CPY-TGF-1.5 | 731-050480BG | l.5" THREAD BY GROOVE ADAPTER (TBG) | 374.75 | 500 | L3 | 1.744 | LB | US
CPY-TGF-2.5 | 731-050481BG | 2.5" THREAD BY GROOVE ADAPTER (TBG) | 472.7 | 630 | L3 | 4.369 | LB | US
CPY-TGF-4 | 731-050482BG | 4" THREAD BY GROOVE ADAPTER (TBG) | 381.21 | 508 | L3 | 4.647 | LB | US
CPY-1200-00-2-0519 | CPY-1200-00-2-0519 | 1200 Cyl, no Solenoid, Novec 1230, 519lb | 41571.55 | 55429 | L3 | 519 | LB | US
CPY-1200-00-2-0520 | CPY-1200-00-2-0520 | 1200 Cyl, no Solenoid, Novec 1230, 520lb | 41619.69 | 55493 | L3 | 520 | LB | US
CPY-1200-00-2-0525 | CPY-1200-00-2-0525 | 1200 Cyl, no Solenoid, Novec 1230, 525lb | 41860.43 | 55814 | L3 | 525 | LB | US
CPY-1200-00-2-0530 | CPY-1200-00-2-0530 | 1200 Cyl, no Solenoid, Novec 1230, 530lb | 42101.15 | 56135 | L3 | 530 | LB | US
CPY-1200-00-2-0535 | CPY-1200-00-2-0535 | 1200 Cyl, no Solenoid, Novec 1230, 535lb | 42341.87 | 56456 | L3 | 535 | LB | US
CPY-1200-00-2-0540 | CPY-1200-00-2-0540 | 1200 Cyl, no Solenoid, Novec 1230, 540lb | 42582.6 | 56777 | L3 | 540 | LB | US
CPY-1200-00-2-0545 | CPY-1200-00-2-0545 | 1200 Cyl, no Solenoid, Novec 1230, 545lb | 42823.33 | 57098 | L3 | 545 | LB | US
CPY-1200-00-2-0550 | CPY-1200-00-2-0550 | 1200 Cyl, no Solenoid, Novec 1230, 550lb | 43064.05 | 57419 | L3 | 550 | LB | US
CPY-1200-00-2-0555 | CPY-1200-00-2-0555 | 1200 Cyl, no Solenoid, Novec 1230, 555lb | 43304.78 | 57740 | L3 | 555 | LB | US
CPY-1200-00-2-0560 | CPY-1200-00-2-0560 | 1200 Cyl, no Solenoid, Novec 1230, 560lb | 43545.51 | 58061 | L3 | 560 | LB | US
CPY-1200-00-2-0565 | CPY-1200-00-2-0565 | 1200 Cyl, no Solenoid, Novec 1230, 565lb | 43786.24 | 58382 | L3 | 565 | LB | US
CPY-1200-00-2-0570 | CPY-1200-00-2-0570 | 1200 Cyl, no Solenoid, Novec 1230, 570lb | 44026.96 | 58703 | L3 | 570 | LB | US
CPY-1200-00-2-0575 | CPY-1200-00-2-0575 | 1200 Cyl, no Solenoid, Novec 1230, 575lb | 44267.69 | 59024 | L3 | 575 | LB | US
CPY-1200-00-2-0580 | CPY-1200-00-2-0580 | 1200 Cyl, no Solenoid, Novec 1230, 580lb | 44508.42 | 59345 | L3 | 580 | LB | US
CPY-1200-00-2-0585 | CPY-1200-00-2-0585 | 1200 Cyl, no Solenoid, Novec 1230, 585lb | 44749.14 | 59666 | L3 | 585 | LB | US
CPY-1200-00-2-0590 | CPY-1200-00-2-0590 | 1200 Cyl, no Solenoid, Novec 1230, 590lb | 44989.87 | 59986 | L3 | 590 | LB | US
CPY-1200-00-2-0595 | CPY-1200-00-2-0595 | 1200 Cyl, no Solenoid, Novec 1230, 595lb | 45230.6 | 60307 | L3 | 595 | LB | US
CPY-1200-00-2-0600 | CPY-1200-00-2-0600 | 1200 Cyl, no Solenoid, Novec 1230, 600lb | 45471.33 | 60628 | L3 | 600 | LB | US
CPY-1200-00-2-0605 | CPY-1200-00-2-0605 | 1200 Cyl, no Solenoid, Novec 1230, 605lb | 45712.05 | 60949 | L3 | 605 | LB | US
CPY-1200-00-2-0610 | CPY-1200-00-2-0610 | 1200 Cyl, no Solenoid, Novec 1230, 610lb | 45952.78 | 61270 | L3 | 610 | LB | US
CPY-1200-00-2-0615 | CPY-1200-00-2-0615 | 1200 Cyl, no Solenoid, Novec 1230, 615lb | 46193.5 | 61591 | L3 | 615 | LB | US
CPY-1200-00-2-0620 | CPY-1200-00-2-0620 | 1200 Cyl, no Solenoid, Novec 1230, 620lb | 46434.23 | 61912 | L3 | 620 | LB | US
CPY-1200-00-2-0625 | CPY-1200-00-2-0625 | 1200 Cyl, no Solenoid, Novec 1230, 625lb | 46674.97 | 62233 | L3 | 625 | LB | US
CPY-1200-00-2-0630 | CPY-1200-00-2-0630 | 1200 Cyl, no Solenoid, Novec 1230, 630lb | 46915.69 | 62554 | L3 | 630 | LB | US
CPY-1200-00-2-0635 | CPY-1200-00-2-0635 | 1200 Cyl, no Solenoid, Novec 1230, 635lb | 47156.41 | 62875 | L3 | 635 | LB | US
CPY-1200-00-2-0640 | CPY-1200-00-2-0640 | 1200 Cyl, no Solenoid, Novec 1230, 640lb | 47397.14 | 63196 | L3 | 640 | LB | US
CPY-1200-00-2-0645 | CPY-1200-00-2-0645 | 1200 Cyl, no Solenoid, Novec 1230, 645lb | 47637.87 | 63517 | L3 | 645 | LB | US
CPY-1200-00-2-0650 | CPY-1200-00-2-0650 | 1200 Cyl, no Solenoid, Novec 1230, 650lb | 47878.59 | 63838 | L3 | 650 | LB | US
CPY-1200-00-2-0655 | CPY-1200-00-2-0655 | 1200 Cyl, no Solenoid, Novec 1230, 655lb | 48119.32 | 64159 | L3 | 655 | LB | US
CPY-1200-00-2-0660 | CPY-1200-00-2-0660 | 1200 Cyl, no Solenoid, Novec 1230, 660lb | 48360.06 | 64480 | L3 | 660 | LB | US
CPY-1200-00-2-0665 | CPY-1200-00-2-0665 | 1200 Cyl, no Solenoid, Novec 1230, 665lb | 48600.78 | 64801 | L3 | 665 | LB | US
CPY-1200-00-2-0670 | CPY-1200-00-2-0670 | 1200 Cyl, no Solenoid, Novec 1230, 670lb | 48841.5 | 65122 | L3 | 670 | LB | US
CPY-1200-00-2-0675 | CPY-1200-00-2-0675 | 1200 Cyl, no Solenoid, Novec 1230, 675lb | 49082.23 | 65443 | L3 | 675 | LB | US
CPY-1200-00-2-0680 | CPY-1200-00-2-0680 | 1200 Cyl, no Solenoid, Novec 1230, 680lb | 49322.96 | 65764 | L3 | 680 | LB | US
CPY-1200-00-2-0685 | CPY-1200-00-2-0685 | 1200 Cyl, no Solenoid, Novec 1230, 685lb | 49563.68 | 66085 | L3 | 685 | LB | US
CPY-1200-00-2-0690 | CPY-1200-00-2-0690 | 1200 Cyl, no Solenoid, Novec 1230, 690lb | 49804.4 | 66406 | L3 | 690 | LB | US
CPY-1200-00-2-0695 | CPY-1200-00-2-0695 | 1200 Cyl, no Solenoid, Novec 1230, 695lb | 50045.15 | 66727 | L3 | 695 | LB | US
CPY-1200-00-2-0700 | CPY-1200-00-2-0700 | 1200 Cyl, no Solenoid, Novec 1230, 700lb | 50285.87 | 67048 | L3 | 700 | LB | US
CPY-1200-00-2-0705 | CPY-1200-00-2-0705 | 1200 Cyl, no Solenoid, Novec 1230, 705lb | 50526.59 | 67369 | L3 | 705 | LB | US
CPY-1200-00-2-0710 | CPY-1200-00-2-0710 | 1200 Cyl, no Solenoid, Novec 1230, 710lb | 50767.31 | 67690 | L3 | 710 | LB | US
CPY-1200-00-2-0715 | CPY-1200-00-2-0715 | 1200 Cyl, no Solenoid, Novec 1230, 715lb | 51008.05 | 68011 | L3 | 715 | LB | US
CPY-1200-00-2-0720 | CPY-1200-00-2-0720 | 1200 Cyl, no Solenoid, Novec 1230, 720lb | 51248.77 | 68332 | L3 | 720 | LB | US
CPY-1200-00-2-0725 | CPY-1200-00-2-0725 | 1200 Cyl, no Solenoid, Novec 1230, 725lb | 51489.49 | 68653 | L3 | 725 | LB | US
CPY-1200-00-2-0730 | CPY-1200-00-2-0730 | 1200 Cyl, no Solenoid, Novec 1230, 730lb | 51730.24 | 68974 | L3 | 730 | LB | US
CPY-1200-00-2-0735 | CPY-1200-00-2-0735 | 1200 Cyl, no Solenoid, Novec 1230, 735lb | 51970.96 | 69295 | L3 | 735 | LB | US
CPY-1200-00-2-0740 | CPY-1200-00-2-0740 | 1200 Cyl, no Solenoid, Novec 1230, 740lb | 52211.68 | 69616 | L3 | 740 | LB | US
CPY-1200-00-2-0745 | CPY-1200-00-2-0745 | 1200 Cyl, no Solenoid, Novec 1230, 745lb | 52452.4 | 69937 | L3 | 745 | LB | US
CPY-1200-00-2-0750 | CPY-1200-00-2-0750 | 1200 Cyl, no Solenoid, Novec 1230, 750lb | 52693.14 | 70258 | L3 | 750 | LB | US
CPY-1200-00-2-0755 | CPY-1200-00-2-0755 | 1200 Cyl, no Solenoid, Novec 1230, 755lb | 52933.86 | 70578 | L3 | 755 | LB | US
CPY-1200-00-2-0760 | CPY-1200-00-2-0760 | 1200 Cyl, no Solenoid, Novec 1230, 760lb | 53174.58 | 70899 | L3 | 760 | LB | US
CPY-1200-00-2-0765 | CPY-1200-00-2-0765 | 1200 Cyl, no Solenoid, Novec 1230, 765lb | 53415.32 | 71220 | L3 | 765 | LB | US
CPY-1200-00-2-0770 | CPY-1200-00-2-0770 | 1200 Cyl, no Solenoid, Novec 1230, 770lb | 53656.05 | 71541 | L3 | 770 | LB | US
CPY-1200-00-2-0775 | CPY-1200-00-2-0775 | 1200 Cyl, no Solenoid, Novec 1230, 775lb | 53896.77 | 71862 | L3 | 775 | LB | US
CPY-1200-00-2-0780 | CPY-1200-00-2-0780 | 1200 Cyl, no Solenoid, Novec 1230, 780lb | 54137.49 | 72183 | L3 | 780 | LB | US
CPY-1200-00-2-0785 | CPY-1200-00-2-0785 | 1200 Cyl, no Solenoid, Novec 1230, 785lb | 54378.22 | 72504 | L3 | 785 | LB | US
CPY-1200-00-2-0790 | CPY-1200-00-2-0790 | 1200 Cyl, no Solenoid, Novec 1230, 790lb | 54618.95 | 72825 | L3 | 790 | LB | US
CPY-1200-00-2-0795 | CPY-1200-00-2-0795 | 1200 Cyl, no Solenoid, Novec 1230, 795lb | 54859.67 | 73146 | L3 | 795 | LB | US
CPY-1200-00-2-0800 | CPY-1200-00-2-0800 | 1200 Cyl, no Solenoid, Novec 1230, 800lb | 55100.41 | 73467 | L3 | 800 | LB | US
CPY-1200-00-2-0805 | CPY-1200-00-2-0805 | 1200 Cyl, no Solenoid, Novec 1230, 805lb | 55341.13 | 73788 | L3 | 805 | LB | US
CPY-1200-00-2-0810 | CPY-1200-00-2-0810 | 1200 Cyl, no Solenoid, Novec 1230, 810lb | 55581.86 | 74109 | L3 | 810 | LB | US
CPY-1200-00-2-0815 | CPY-1200-00-2-0815 | 1200 Cyl, no Solenoid, Novec 1230, 815lb | 55822.58 | 74430 | L3 | 815 | LB | US
CPY-1200-00-2-0820 | CPY-1200-00-2-0820 | 1200 Cyl, no Solenoid, Novec 1230, 820lb | 56063.31 | 74751 | L3 | 820 | LB | US
CPY-1200-00-2-0825 | CPY-1200-00-2-0825 | 1200 Cyl, no Solenoid, Novec 1230, 825lb | 56304.04 | 75072 | L3 | 825 | LB | US
CPY-1200-00-2-0830 | CPY-1200-00-2-0830 | 1200 Cyl, no Solenoid, Novec 1230, 830lb | 56544.76 | 75393 | L3 | 830 | LB | US
CPY-1200-00-2-0835 | CPY-1200-00-2-0835 | 1200 Cyl, no Solenoid, Novec 1230, 835lb | 56785.5 | 75714 | L3 | 835 | LB | US
CPY-1200-00-2-0840 | CPY-1200-00-2-0840 | 1200 Cyl, no Solenoid, Novec 1230, 840lb | 57026.22 | 76035 | L3 | 840 | LB | US
CPY-1200-00-2-0845 | CPY-1200-00-2-0845 | 1200 Cyl, no Solenoid, Novec 1230, 845lb | 57266.95 | 76356 | L3 | 845 | LB | US
CPY-1200-00-2-0850 | CPY-1200-00-2-0850 | 1200 Cyl, no Solenoid, Novec 1230, 850lb | 57507.67 | 76677 | L3 | 850 | LB | US
CPY-1200-00-2-0855 | CPY-1200-00-2-0855 | 1200 Cyl, no Solenoid, Novec 1230, 855lb | 57748.4 | 76998 | L3 | 855 | LB | US
CPY-1200-00-2-0860 | CPY-1200-00-2-0860 | 1200 Cyl, no Solenoid, Novec 1230, 860lb | 57989.12 | 77319 | L3 | 860 | LB | US
CPY-1200-00-2-0865 | CPY-1200-00-2-0865 | 1200 Cyl, no Solenoid, Novec 1230, 865lb | 58229.86 | 77640 | L3 | 865 | LB | US
CPY-1200-00-2-0870 | CPY-1200-00-2-0870 | 1200 Cyl, no Solenoid, Novec 1230, 870lb | 58470.59 | 77961 | L3 | 870 | LB | US
CPY-1200-00-2-0875 | CPY-1200-00-2-0875 | 1200 Cyl, no Solenoid, Novec 1230, 875lb | 58711.31 | 78282 | L3 | 875 | LB | US
CPY-1200-00-2-0880 | CPY-1200-00-2-0880 | 1200 Cyl, no Solenoid, Novec 1230, 880lb | 58952.03 | 78603 | L3 | 880 | LB | US
CPY-1200-00-2-0885 | CPY-1200-00-2-0885 | 1200 Cyl, no Solenoid, Novec 1230, 885lb | 59192.76 | 78924 | L3 | 885 | LB | US
CPY-1200-00-2-0890 | CPY-1200-00-2-0890 | 1200 Cyl, no Solenoid, Novec 1230, 890lb | 59433.49 | 79245 | L3 | 890 | LB | US
CPY-1200-00-2-0895 | CPY-1200-00-2-0895 | 1200 Cyl, no Solenoid, Novec 1230, 895lb | 59674.21 | 79566 | L3 | 895 | LB | US
CPY-1200-00-2-0900 | CPY-1200-00-2-0900 | 1200 Cyl, no Solenoid, Novec 1230, 900lb | 59914.95 | 79887 | L3 | 900 | LB | US
CPY-1200-00-2-0905 | CPY-1200-00-2-0905 | 1200 Cyl, no Solenoid, Novec 1230, 905lb | 60155.68 | 80208 | L3 | 905 | LB | US
CPY-1200-00-2-0910 | CPY-1200-00-2-0910 | 1200 Cyl, no Solenoid, Novec 1230, 910lb | 60396.4 | 80529 | L3 | 910 | LB | US
CPY-1200-00-2-0915 | CPY-1200-00-2-0915 | 1200 Cyl, no Solenoid, Novec 1230, 915lb | 60637.12 | 80849 | L3 | 915 | LB | US
CPY-1200-00-2-0920 | CPY-1200-00-2-0920 | 1200 Cyl, no Solenoid, Novec 1230, 920lb | 60877.85 | 81170 | L3 | 920 | LB | US
CPY-1200-00-2-0925 | CPY-1200-00-2-0925 | 1200 Cyl, no Solenoid, Novec 1230, 925lb | 61118.58 | 81491 | L3 | 925 | LB | US
CPY-1200-00-2-0930 | CPY-1200-00-2-0930 | 1200 Cyl, no Solenoid, Novec 1230, 930lb | 61359.3 | 81812 | L3 | 930 | LB | US
CPY-1200-00-2-0935 | CPY-1200-00-2-0935 | 1200 Cyl, no Solenoid, Novec 1230, 935lb | 61600.03 | 82133 | L3 | 935 | LB | US
CPY-1200-00-2-0940 | CPY-1200-00-2-0940 | 1200 Cyl, no Solenoid, Novec 1230, 940lb | 61840.77 | 82454 | L3 | 940 | LB | US
CPY-1200-00-2-0945 | CPY-1200-00-2-0945 | 1200 Cyl, no Solenoid, Novec 1230, 945lb | 62081.49 | 82775 | L3 | 945 | LB | US
CPY-1200-00-2-0950 | CPY-1200-00-2-0950 | 1200 Cyl, no Solenoid, Novec 1230, 950lb | 62322.21 | 83096 | L3 | 950 | LB | US
CPY-1200-00-2-0955 | CPY-1200-00-2-0955 | 1200 Cyl, no Solenoid, Novec 1230, 955lb | 62562.93 | 83417 | L3 | 955 | LB | US
CPY-1200-00-2-0960 | CPY-1200-00-2-0960 | 1200 Cyl, no Solenoid, Novec 1230, 960lb | 62803.67 | 83738 | L3 | 960 | LB | US
CPY-1200-00-2-0965 | CPY-1200-00-2-0965 | 1200 Cyl, no Solenoid, Novec 1230, 965lb | 63044.39 | 84059 | L3 | 965 | LB | US
CPY-1200-00-2-0970 | CPY-1200-00-2-0970 | 1200 Cyl, no Solenoid, Novec 1230, 970lb | 63285.12 | 84380 | L3 | 970 | LB | US
CPY-1200-00-2-0975 | CPY-1200-00-2-0975 | 1200 Cyl, no Solenoid, Novec 1230, 975lb | 63525.86 | 84701 | L3 | 975 | LB | US
CPY-1200-00-2-0980 | CPY-1200-00-2-0980 | 1200 Cyl, no Solenoid, Novec 1230, 980lb | 63766.58 | 85022 | L3 | 980 | LB | US
CPY-1200-00-2-0985 | CPY-1200-00-2-0985 | 1200 Cyl, no Solenoid, Novec 1230, 985lb | 64007.3 | 85343 | L3 | 985 | LB | US
CPY-1200-00-2-0990 | CPY-1200-00-2-0990 | 1200 Cyl, no Solenoid, Novec 1230, 990lb | 64248.02 | 85664 | L3 | 990 | LB | US
CPY-1200-00-2-0995 | CPY-1200-00-2-0995 | 1200 Cyl, no Solenoid, Novec 1230, 995lb | 64488.76 | 85985 | L3 | 995 | LB | US
CPY-1200-00-2-1000 | CPY-1200-00-2-1000 | 1200 Cyl, no Solenoid, Novec 1230, 1000lb | 64729.48 | 86306 | L3 | 1000 | LB | US
CPY-1200-00-2-1005 | CPY-1200-00-2-1005 | 1200 Cyl, no Solenoid, Novec 1230, 1005lb | 64970.21 | 86627 | L3 | 1005 | LB | US
CPY-1200-00-2-1010 | CPY-1200-00-2-1010 | 1200 Cyl, no Solenoid, Novec 1230, 1010lb | 65210.94 | 86948 | L3 | 1010 | LB | US
CPY-1200-00-2-1015 | CPY-1200-00-2-1015 | 1200 Cyl, no Solenoid, Novec 1230, 1015lb | 65451.67 | 87269 | L3 | 1015 | LB | US
CPY-1200-00-2-1020 | CPY-1200-00-2-1020 | 1200 Cyl, no Solenoid, Novec 1230, 1020lb | 65692.39 | 87590 | L3 | 1020 | LB | US
CPY-1200-00-2-1025 | CPY-1200-00-2-1025 | 1200 Cyl, no Solenoid, Novec 1230, 1025lb | 65933.11 | 87911 | L3 | 1025 | LB | US
CPY-1200-00-2-1030 | CPY-1200-00-2-1030 | 1200 Cyl, no Solenoid, Novec 1230, 1030lb | 66173.84 | 88232 | L3 | 1030 | LB | US
CPY-1200-00-2-1035 | CPY-1200-00-2-1035 | 1200 Cyl, no Solenoid, Novec 1230, 1035lb | 66414.58 | 88553 | L3 | 1035 | LB | US
CPY-1200-00-2-1040 | CPY-1200-00-2-1040 | 1200 Cyl, no Solenoid, Novec 1230, 1040lb | 66655.3 | 88874 | L3 | 1040 | LB | US
CPY-1200-00-2-1045 | CPY-1200-00-2-1045 | 1200 Cyl, no Solenoid, Novec 1230, 1045lb | 66896.03 | 89195 | L3 | 1045 | LB | US
CPY-1200-00-2-1050 | CPY-1200-00-2-1050 | 1200 Cyl, no Solenoid, Novec 1230, 1050lb | 67136.76 | 89516 | L3 | 1050 | LB | US
CPY-1200-00-2-1055 | CPY-1200-00-2-1055 | 1200 Cyl, no Solenoid, Novec 1230, 1055lb | 67377.48 | 89837 | L3 | 1055 | LB | US
CPY-1200-00-2-1060 | CPY-1200-00-2-1060 | 1200 Cyl, no Solenoid, Novec 1230, 1060lb | 67618.2 | 90158 | L3 | 1060 | LB | US
CPY-1200-00-2-1065 | CPY-1200-00-2-1065 | 1200 Cyl, no Solenoid, Novec 1230, 1065lb | 67858.93 | 90479 | L3 | 1065 | LB | US
CPY-1200-00-2-1070 | CPY-1200-00-2-1070 | 1200 Cyl, no Solenoid, Novec 1230, 1070lb | 68099.67 | 90800 | L3 | 1070 | LB | US
CPY-1200-00-2-1075 | CPY-1200-00-2-1075 | 1200 Cyl, no Solenoid, Novec 1230, 1075lb | 68340.39 | 91121 | L3 | 1075 | LB | US
CPY-1200-00-2-1080 | CPY-1200-00-2-1080 | 1200 Cyl, no Solenoid, Novec 1230, 1080lb | 68581.12 | 91441 | L3 | 1080 | LB | US
CPY-1200-00-2-1085 | CPY-1200-00-2-1085 | 1200 Cyl, no Solenoid, Novec 1230, 1085lb | 68821.84 | 91762 | L3 | 1085 | LB | US
CPY-1200-00-2-1090 | CPY-1200-00-2-1090 | 1200 Cyl, no Solenoid, Novec 1230, 1090lb | 69062.57 | 92083 | L3 | 1090 | LB | US
CPY-1200-00-2-1095 | CPY-1200-00-2-1095 | 1200 Cyl, no Solenoid, Novec 1230, 1095lb | 69303.29 | 92404 | L3 | 1095 | LB | US
CPY-1200-00-2-1100 | CPY-1200-00-2-1100 | 1200 Cyl, no Solenoid, Novec 1230, 1100lb | 69544.02 | 92725 | L3 | 1100 | LB | US
CPY-1200-00-2-1105 | CPY-1200-00-2-1105 | 1200 Cyl, no Solenoid, Novec 1230, 1105lb | 69784.75 | 93046 | L3 | 1105 | LB | US
CPY-1200-00-2-1110 | CPY-1200-00-2-1110 | 1200 Cyl, no Solenoid, Novec 1230, 1110lb | 70025.48 | 93367 | L3 | 1110 | LB | US
CPY-1200-00-2-1115 | CPY-1200-00-2-1115 | 1200 Cyl, no Solenoid, Novec 1230, 1115lb | 70266.21 | 93688 | L3 | 1115 | LB | US
CPY-1200-00-2-1120 | CPY-1200-00-2-1120 | 1200 Cyl, no Solenoid, Novec 1230, 1120lb | 70506.93 | 94009 | L3 | 1120 | LB | US
CPY-1200-00-2-1125 | CPY-1200-00-2-1125 | 1200 Cyl, no Solenoid, Novec 1230, 1125lb | 70747.65 | 94330 | L3 | 1125 | LB | US
CPY-1200-00-2-1130 | CPY-1200-00-2-1130 | 1200 Cyl, no Solenoid, Novec 1230, 1130lb | 70988.38 | 94651 | L3 | 1130 | LB | US
CPY-1200-00-2-1135 | CPY-1200-00-2-1135 | 1200 Cyl, no Solenoid, Novec 1230, 1135lb | 71229.11 | 94972 | L3 | 1135 | LB | US
CPY-1200-00-2-1140 | CPY-1200-00-2-1140 | 1200 Cyl, no Solenoid, Novec 1230, 1140lb | 71469.84 | 95293 | L3 | 1140 | LB | US
CPY-1200-00-2-1145 | CPY-1200-00-2-1145 | 1200 Cyl, no Solenoid, Novec 1230, 1145lb | 71710.57 | 95614 | L3 | 1145 | LB | US
CPY-1200-00-2-1150 | CPY-1200-00-2-1150 | 1200 Cyl, no Solenoid, Novec 1230, 1150lb | 71951.3 | 95935 | L3 | 1150 | LB | US
CPY-1200-00-2-1155 | CPY-1200-00-2-1155 | 1200 Cyl, no Solenoid, Novec 1230, 1155lb | 72192.02 | 96256 | L3 | 1155 | LB | US
CPY-1200-00-2-1160 | CPY-1200-00-2-1160 | 1200 Cyl, no Solenoid, Novec 1230, 1160lb | 72432.74 | 96577 | L3 | 1160 | LB | US
CPY-1200-00-2-1165 | CPY-1200-00-2-1165 | 1200 Cyl, no Solenoid, Novec 1230, 1165lb | 72673.47 | 96898 | L3 | 1165 | LB | US
CPY-1200-00-2-1170 | CPY-1200-00-2-1170 | 1200 Cyl, no Solenoid, Novec 1230, 1170lb | 72914.2 | 97219 | L3 | 1170 | LB | US
CPY-1200-00-2-1175 | CPY-1200-00-2-1175 | 1200 Cyl, no Solenoid, Novec 1230, 1175lb | 73154.93 | 97540 | L3 | 1175 | LB | US
CPY-1200-00-2-1180 | CPY-1200-00-2-1180 | 1200 Cyl, no Solenoid, Novec 1230, 1180lb | 73395.65 | 97861 | L3 | 1180 | LB | US
CPY-1200-00-2-1185 | CPY-1200-00-2-1185 | 1200 Cyl, no Solenoid, Novec 1230, 1185lb | 73636.39 | 98182 | L3 | 1185 | LB | US
CPY-1200-00-2-1190 | CPY-1200-00-2-1190 | 1200 Cyl, no Solenoid, Novec 1230, 1190lb | 73877.11 | 98503 | L3 | 1190 | LB | US
CPY-1200-00-2-1195 | CPY-1200-00-2-1195 | 1200 Cyl, no Solenoid, Novec 1230, 1195lb | 74117.83 | 98824 | L3 | 1195 | LB | US
CPY-1200-00-2-1200 | CPY-1200-00-2-1200 | 1200 Cyl, no Solenoid, Novec 1230, 1200lb | 74358.55 | 99145 | L3 | 1200 | LB | US
CPY-1200-00-3-0519 | CPY-1200-00-3-0519 | 1200 Cyl, no Solenoid, HFC-227ea, 519lb | 42760.59 | 57014 | L3 | 519 | LB | US
CPY-1200-00-3-0520 | CPY-1200-00-3-0520 | 1200 Cyl, no Solenoid, HFC-227ea, 520lb | 42810.42 | 57081 | L3 | 520 | LB | US
CPY-1200-00-3-0525 | CPY-1200-00-3-0525 | 1200 Cyl, no Solenoid, HFC-227ea, 525lb | 43059.46 | 57413 | L3 | 525 | LB | US
CPY-1200-00-3-0530 | CPY-1200-00-3-0530 | 1200 Cyl, no Solenoid, HFC-227ea, 530lb | 43308.5 | 57745 | L3 | 530 | LB | US
CPY-1200-00-3-0535 | CPY-1200-00-3-0535 | 1200 Cyl, no Solenoid, HFC-227ea, 535lb | 43557.55 | 58077 | L3 | 535 | LB | US
CPY-1200-00-3-0540 | CPY-1200-00-3-0540 | 1200 Cyl, no Solenoid, HFC-227ea, 540lb | 43806.6 | 58409 | L3 | 540 | LB | US
CPY-1200-00-3-0545 | CPY-1200-00-3-0545 | 1200 Cyl, no Solenoid, HFC-227ea, 545lb | 44055.64 | 58741 | L3 | 545 | LB | US
CPY-1200-00-3-0550 | CPY-1200-00-3-0550 | 1200 Cyl, no Solenoid, HFC-227ea, 550lb | 44304.71 | 59073 | L3 | 550 | LB | US
CPY-1200-00-3-0555 | CPY-1200-00-3-0555 | 1200 Cyl, no Solenoid, HFC-227ea, 555lb | 44553.76 | 59405 | L3 | 555 | LB | US
CPY-1200-00-3-0560 | CPY-1200-00-3-0560 | 1200 Cyl, no Solenoid, HFC-227ea, 560lb | 44802.8 | 59737 | L3 | 560 | LB | US
CPY-1200-00-3-0565 | CPY-1200-00-3-0565 | 1200 Cyl, no Solenoid, HFC-227ea, 565lb | 45051.85 | 60069 | L3 | 565 | LB | US
CPY-1200-00-3-0570 | CPY-1200-00-3-0570 | 1200 Cyl, no Solenoid, HFC-227ea, 570lb | 45300.89 | 60401 | L3 | 570 | LB | US
CPY-1200-00-3-0575 | CPY-1200-00-3-0575 | 1200 Cyl, no Solenoid, HFC-227ea, 575lb | 45549.95 | 60733 | L3 | 575 | LB | US
CPY-1200-00-3-0580 | CPY-1200-00-3-0580 | 1200 Cyl, no Solenoid, HFC-227ea, 580lb | 45798.99 | 61065 | L3 | 580 | LB | US
CPY-1200-00-3-0585 | CPY-1200-00-3-0585 | 1200 Cyl, no Solenoid, HFC-227ea, 585lb | 46048.06 | 61397 | L3 | 585 | LB | US
CPY-1200-00-3-0590 | CPY-1200-00-3-0590 | 1200 Cyl, no Solenoid, HFC-227ea, 590lb | 46297.11 | 61729 | L3 | 590 | LB | US
CPY-1200-00-3-0595 | CPY-1200-00-3-0595 | 1200 Cyl, no Solenoid, HFC-227ea, 595lb | 46546.14 | 62062 | L3 | 595 | LB | US
CPY-1200-00-3-0600 | CPY-1200-00-3-0600 | 1200 Cyl, no Solenoid, HFC-227ea, 600lb | 46795.2 | 62394 | L3 | 600 | LB | US
CPY-1200-00-3-0605 | CPY-1200-00-3-0605 | 1200 Cyl, no Solenoid, HFC-227ea, 605lb | 47044.24 | 62726 | L3 | 605 | LB | US
CPY-1200-00-3-0610 | CPY-1200-00-3-0610 | 1200 Cyl, no Solenoid, HFC-227ea, 610lb | 47293.29 | 63058 | L3 | 610 | LB | US
CPY-1200-00-3-0615 | CPY-1200-00-3-0615 | 1200 Cyl, no Solenoid, HFC-227ea, 615lb | 47542.34 | 63390 | L3 | 615 | LB | US
CPY-1200-00-3-0620 | CPY-1200-00-3-0620 | 1200 Cyl, no Solenoid, HFC-227ea, 620lb | 47791.4 | 63722 | L3 | 620 | LB | US
CPY-1200-00-3-0625 | CPY-1200-00-3-0625 | 1200 Cyl, no Solenoid, HFC-227ea, 625lb | 48040.45 | 64054 | L3 | 625 | LB | US
CPY-1200-00-3-0630 | CPY-1200-00-3-0630 | 1200 Cyl, no Solenoid, HFC-227ea, 630lb | 48289.49 | 64386 | L3 | 630 | LB | US
CPY-1200-00-3-0635 | CPY-1200-00-3-0635 | 1200 Cyl, no Solenoid, HFC-227ea, 635lb | 48538.54 | 64718 | L3 | 635 | LB | US
CPY-1200-00-3-0640 | CPY-1200-00-3-0640 | 1200 Cyl, no Solenoid, HFC-227ea, 640lb | 48787.59 | 65050 | L3 | 640 | LB | US
CPY-1200-00-3-0645 | CPY-1200-00-3-0645 | 1200 Cyl, no Solenoid, HFC-227ea, 645lb | 49036.64 | 65382 | L3 | 645 | LB | US
CPY-1200-00-3-0650 | CPY-1200-00-3-0650 | 1200 Cyl, no Solenoid, HFC-227ea, 650lb | 49285.69 | 65714 | L3 | 650 | LB | US
CPY-1200-00-3-0655 | CPY-1200-00-3-0655 | 1200 Cyl, no Solenoid, HFC-227ea, 655lb | 49534.74 | 66046 | L3 | 655 | LB | US
CPY-1200-00-3-0660 | CPY-1200-00-3-0660 | 1200 Cyl, no Solenoid, HFC-227ea, 660lb | 49783.79 | 66378 | L3 | 660 | LB | US
CPY-1200-00-3-0665 | CPY-1200-00-3-0665 | 1200 Cyl, no Solenoid, HFC-227ea, 665lb | 50032.84 | 66710 | L3 | 665 | LB | US
CPY-1200-00-3-0670 | CPY-1200-00-3-0670 | 1200 Cyl, no Solenoid, HFC-227ea, 670lb | 50281.89 | 67043 | L3 | 670 | LB | US
CPY-1200-00-3-0675 | CPY-1200-00-3-0675 | 1200 Cyl, no Solenoid, HFC-227ea, 675lb | 50530.93 | 67375 | L3 | 675 | LB | US
CPY-1200-00-3-0680 | CPY-1200-00-3-0680 | 1200 Cyl, no Solenoid, HFC-227ea, 680lb | 50779.99 | 67707 | L3 | 680 | LB | US
CPY-1200-00-3-0685 | CPY-1200-00-3-0685 | 1200 Cyl, no Solenoid, HFC-227ea, 685lb | 51029.02 | 68039 | L3 | 685 | LB | US
CPY-1200-00-3-0690 | CPY-1200-00-3-0690 | 1200 Cyl, no Solenoid, HFC-227ea, 690lb | 51278.09 | 68371 | L3 | 690 | LB | US
CPY-1200-00-3-0695 | CPY-1200-00-3-0695 | 1200 Cyl, no Solenoid, HFC-227ea, 695lb | 51527.14 | 68703 | L3 | 695 | LB | US
CPY-1200-00-3-0700 | CPY-1200-00-3-0700 | 1200 Cyl, no Solenoid, HFC-227ea, 700lb | 51776.18 | 69035 | L3 | 700 | LB | US
CPY-1200-00-3-0705 | CPY-1200-00-3-0705 | 1200 Cyl, no Solenoid, HFC-227ea, 705lb | 52025.24 | 69367 | L3 | 705 | LB | US
CPY-1200-00-3-0710 | CPY-1200-00-3-0710 | 1200 Cyl, no Solenoid, HFC-227ea, 710lb | 52274.28 | 69699 | L3 | 710 | LB | US
CPY-1200-00-3-0715 | CPY-1200-00-3-0715 | 1200 Cyl, no Solenoid, HFC-227ea, 715lb | 52523.34 | 70031 | L3 | 715 | LB | US
CPY-1200-00-3-0720 | CPY-1200-00-3-0720 | 1200 Cyl, no Solenoid, HFC-227ea, 720lb | 52772.37 | 70363 | L3 | 720 | LB | US
CPY-1200-00-3-0725 | CPY-1200-00-3-0725 | 1200 Cyl, no Solenoid, HFC-227ea, 725lb | 53021.43 | 70695 | L3 | 725 | LB | US
CPY-1200-00-3-0730 | CPY-1200-00-3-0730 | 1200 Cyl, no Solenoid, HFC-227ea, 730lb | 53270.49 | 71027 | L3 | 730 | LB | US
CPY-1200-00-3-0735 | CPY-1200-00-3-0735 | 1200 Cyl, no Solenoid, HFC-227ea, 735lb | 53519.53 | 71359 | L3 | 735 | LB | US
CPY-1200-00-3-0740 | CPY-1200-00-3-0740 | 1200 Cyl, no Solenoid, HFC-227ea, 740lb | 53768.59 | 71691 | L3 | 740 | LB | US
CPY-1200-00-3-0745 | CPY-1200-00-3-0745 | 1200 Cyl, no Solenoid, HFC-227ea, 745lb | 54017.63 | 72024 | L3 | 745 | LB | US
CPY-1200-00-3-0750 | CPY-1200-00-3-0750 | 1200 Cyl, no Solenoid, HFC-227ea, 750lb | 54266.67 | 72356 | L3 | 750 | LB | US
CPY-1200-00-3-0755 | CPY-1200-00-3-0755 | 1200 Cyl, no Solenoid, HFC-227ea, 755lb | 54515.72 | 72688 | L3 | 755 | LB | US
CPY-1200-00-3-0760 | CPY-1200-00-3-0760 | 1200 Cyl, no Solenoid, HFC-227ea, 760lb | 54764.78 | 73020 | L3 | 760 | LB | US
CPY-1200-00-3-0765 | CPY-1200-00-3-0765 | 1200 Cyl, no Solenoid, HFC-227ea, 765lb | 55013.83 | 73352 | L3 | 765 | LB | US
CPY-1200-00-3-0770 | CPY-1200-00-3-0770 | 1200 Cyl, no Solenoid, HFC-227ea, 770lb | 55262.88 | 73684 | L3 | 770 | LB | US
CPY-1200-00-3-0775 | CPY-1200-00-3-0775 | 1200 Cyl, no Solenoid, HFC-227ea, 775lb | 55511.93 | 74016 | L3 | 775 | LB | US
CPY-1200-00-3-0780 | CPY-1200-00-3-0780 | 1200 Cyl, no Solenoid, HFC-227ea, 780lb | 55760.97 | 74348 | L3 | 780 | LB | US
CPY-1200-00-3-0785 | CPY-1200-00-3-0785 | 1200 Cyl, no Solenoid, HFC-227ea, 785lb | 56010.02 | 74680 | L3 | 785 | LB | US
CPY-1200-00-3-0790 | CPY-1200-00-3-0790 | 1200 Cyl, no Solenoid, HFC-227ea, 790lb | 56259.06 | 75012 | L3 | 790 | LB | US
CPY-1200-00-3-0795 | CPY-1200-00-3-0795 | 1200 Cyl, no Solenoid, HFC-227ea, 795lb | 56508.13 | 75344 | L3 | 795 | LB | US
CPY-1200-00-3-0800 | CPY-1200-00-3-0800 | 1200 Cyl, no Solenoid, HFC-227ea, 800lb | 56757.18 | 75676 | L3 | 800 | LB | US
CPY-1200-00-3-0805 | CPY-1200-00-3-0805 | 1200 Cyl, no Solenoid, HFC-227ea, 805lb | 57006.23 | 76008 | L3 | 805 | LB | US
CPY-1200-00-3-0810 | CPY-1200-00-3-0810 | 1200 Cyl, no Solenoid, HFC-227ea, 810lb | 57255.27 | 76340 | L3 | 810 | LB | US
CPY-1200-00-3-0815 | CPY-1200-00-3-0815 | 1200 Cyl, no Solenoid, HFC-227ea, 815lb | 57504.31 | 76672 | L3 | 815 | LB | US
CPY-1200-00-3-0820 | CPY-1200-00-3-0820 | 1200 Cyl, no Solenoid, HFC-227ea, 820lb | 57753.37 | 77004 | L3 | 820 | LB | US
CPY-1200-00-3-0825 | CPY-1200-00-3-0825 | 1200 Cyl, no Solenoid, HFC-227ea, 825lb | 58002.41 | 77337 | L3 | 825 | LB | US
CPY-1200-00-3-0830 | CPY-1200-00-3-0830 | 1200 Cyl, no Solenoid, HFC-227ea, 830lb | 58251.47 | 77669 | L3 | 830 | LB | US
CPY-1200-00-3-0835 | CPY-1200-00-3-0835 | 1200 Cyl, no Solenoid, HFC-227ea, 835lb | 58500.53 | 78001 | L3 | 835 | LB | US
CPY-1200-00-3-0840 | CPY-1200-00-3-0840 | 1200 Cyl, no Solenoid, HFC-227ea, 840lb | 58749.57 | 78333 | L3 | 840 | LB | US
CPY-1200-00-3-0845 | CPY-1200-00-3-0845 | 1200 Cyl, no Solenoid, HFC-227ea, 845lb | 58998.62 | 78665 | L3 | 845 | LB | US
CPY-1200-00-3-0850 | CPY-1200-00-3-0850 | 1200 Cyl, no Solenoid, HFC-227ea, 850lb | 59247.66 | 78997 | L3 | 850 | LB | US
CPY-1200-00-3-0855 | CPY-1200-00-3-0855 | 1200 Cyl, no Solenoid, HFC-227ea, 855lb | 59496.71 | 79329 | L3 | 855 | LB | US
CPY-1200-00-3-0860 | CPY-1200-00-3-0860 | 1200 Cyl, no Solenoid, HFC-227ea, 860lb | 59745.76 | 79661 | L3 | 860 | LB | US
CPY-1200-00-3-0865 | CPY-1200-00-3-0865 | 1200 Cyl, no Solenoid, HFC-227ea, 865lb | 59994.82 | 79993 | L3 | 865 | LB | US
CPY-1200-00-3-0870 | CPY-1200-00-3-0870 | 1200 Cyl, no Solenoid, HFC-227ea, 870lb | 60243.88 | 80325 | L3 | 870 | LB | US
CPY-1200-00-3-0875 | CPY-1200-00-3-0875 | 1200 Cyl, no Solenoid, HFC-227ea, 875lb | 60492.91 | 80657 | L3 | 875 | LB | US
CPY-1200-00-3-0880 | CPY-1200-00-3-0880 | 1200 Cyl, no Solenoid, HFC-227ea, 880lb | 60741.96 | 80989 | L3 | 880 | LB | US
CPY-1200-00-3-0885 | CPY-1200-00-3-0885 | 1200 Cyl, no Solenoid, HFC-227ea, 885lb | 60991.01 | 81321 | L3 | 885 | LB | US
CPY-1200-00-3-0890 | CPY-1200-00-3-0890 | 1200 Cyl, no Solenoid, HFC-227ea, 890lb | 61240.06 | 81653 | L3 | 890 | LB | US
CPY-1200-00-3-0895 | CPY-1200-00-3-0895 | 1200 Cyl, no Solenoid, HFC-227ea, 895lb | 61489.1 | 81985 | L3 | 895 | LB | US
CPY-1200-00-3-0900 | CPY-1200-00-3-0900 | 1200 Cyl, no Solenoid, HFC-227ea, 900lb | 61738.17 | 82318 | L3 | 900 | LB | US
CPY-1200-00-3-0905 | CPY-1200-00-3-0905 | 1200 Cyl, no Solenoid, HFC-227ea, 905lb | 61987.21 | 82650 | L3 | 905 | LB | US
CPY-1200-00-3-0910 | CPY-1200-00-3-0910 | 1200 Cyl, no Solenoid, HFC-227ea, 910lb | 62236.26 | 82982 | L3 | 910 | LB | US
CPY-1200-00-3-0915 | CPY-1200-00-3-0915 | 1200 Cyl, no Solenoid, HFC-227ea, 915lb | 62485.31 | 83314 | L3 | 915 | LB | US
CPY-1200-00-3-0920 | CPY-1200-00-3-0920 | 1200 Cyl, no Solenoid, HFC-227ea, 920lb | 62734.35 | 83646 | L3 | 920 | LB | US
CPY-1200-00-3-0925 | CPY-1200-00-3-0925 | 1200 Cyl, no Solenoid, HFC-227ea, 925lb | 62983.41 | 83978 | L3 | 925 | LB | US
CPY-1200-00-3-0930 | CPY-1200-00-3-0930 | 1200 Cyl, no Solenoid, HFC-227ea, 930lb | 63232.45 | 84310 | L3 | 930 | LB | US
CPY-1200-00-3-0935 | CPY-1200-00-3-0935 | 1200 Cyl, no Solenoid, HFC-227ea, 935lb | 63481.52 | 84642 | L3 | 935 | LB | US
CPY-1200-00-3-0940 | CPY-1200-00-3-0940 | 1200 Cyl, no Solenoid, HFC-227ea, 940lb | 63730.56 | 84974 | L3 | 940 | LB | US
CPY-1200-00-3-0945 | CPY-1200-00-3-0945 | 1200 Cyl, no Solenoid, HFC-227ea, 945lb | 63979.6 | 85306 | L3 | 945 | LB | US
CPY-1200-00-3-0950 | CPY-1200-00-3-0950 | 1200 Cyl, no Solenoid, HFC-227ea, 950lb | 64228.66 | 85638 | L3 | 950 | LB | US
CPY-1200-00-3-0955 | CPY-1200-00-3-0955 | 1200 Cyl, no Solenoid, HFC-227ea, 955lb | 64477.7 | 85970 | L3 | 955 | LB | US
CPY-1200-00-3-0960 | CPY-1200-00-3-0960 | 1200 Cyl, no Solenoid, HFC-227ea, 960lb | 64726.76 | 86302 | L3 | 960 | LB | US
CPY-1200-00-3-0965 | CPY-1200-00-3-0965 | 1200 Cyl, no Solenoid, HFC-227ea, 965lb | 64975.79 | 86634 | L3 | 965 | LB | US
CPY-1200-00-3-0970 | CPY-1200-00-3-0970 | 1200 Cyl, no Solenoid, HFC-227ea, 970lb | 65224.85 | 86966 | L3 | 970 | LB | US
CPY-1200-00-3-0975 | CPY-1200-00-3-0975 | 1200 Cyl, no Solenoid, HFC-227ea, 975lb | 65473.91 | 87299 | L3 | 975 | LB | US
CPY-1200-00-3-0980 | CPY-1200-00-3-0980 | 1200 Cyl, no Solenoid, HFC-227ea, 980lb | 65722.95 | 87631 | L3 | 980 | LB | US
CPY-1200-00-3-0985 | CPY-1200-00-3-0985 | 1200 Cyl, no Solenoid, HFC-227ea, 985lb | 65972 | 87963 | L3 | 985 | LB | US
CPY-1200-00-3-0990 | CPY-1200-00-3-0990 | 1200 Cyl, no Solenoid, HFC-227ea, 990lb | 66221.05 | 88295 | L3 | 990 | LB | US
CPY-1200-00-3-0995 | CPY-1200-00-3-0995 | 1200 Cyl, no Solenoid, HFC-227ea, 995lb | 66470.1 | 88627 | L3 | 995 | LB | US
CPY-1200-00-3-1000 | CPY-1200-00-3-1000 | 1200 Cyl, no Solenoid, HFC-227ea, 1000lb | 66719.14 | 88959 | L3 | 1000 | LB | US
CPY-1200-00-3-1005 | CPY-1200-00-3-1005 | 1200 Cyl, no Solenoid, HFC-227ea, 1005lb | 66968.2 | 89291 | L3 | 1005 | LB | US
CPY-1200-00-3-1010 | CPY-1200-00-3-1010 | 1200 Cyl, no Solenoid, HFC-227ea, 1010lb | 67217.25 | 89623 | L3 | 1010 | LB | US
CPY-1200-00-3-1015 | CPY-1200-00-3-1015 | 1200 Cyl, no Solenoid, HFC-227ea, 1015lb | 67466.3 | 89955 | L3 | 1015 | LB | US
CPY-1200-00-3-1020 | CPY-1200-00-3-1020 | 1200 Cyl, no Solenoid, HFC-227ea, 1020lb | 67715.35 | 90287 | L3 | 1020 | LB | US
CPY-1200-00-3-1025 | CPY-1200-00-3-1025 | 1200 Cyl, no Solenoid, HFC-227ea, 1025lb | 67964.4 | 90619 | L3 | 1025 | LB | US
CPY-1200-00-3-1030 | CPY-1200-00-3-1030 | 1200 Cyl, no Solenoid, HFC-227ea, 1030lb | 68213.44 | 90951 | L3 | 1030 | LB | US
CPY-1200-00-3-1035 | CPY-1200-00-3-1035 | 1200 Cyl, no Solenoid, HFC-227ea, 1035lb | 68462.48 | 91283 | L3 | 1035 | LB | US
CPY-1200-00-3-1040 | CPY-1200-00-3-1040 | 1200 Cyl, no Solenoid, HFC-227ea, 1040lb | 68711.55 | 91615 | L3 | 1040 | LB | US
CPY-1200-00-3-1045 | CPY-1200-00-3-1045 | 1200 Cyl, no Solenoid, HFC-227ea, 1045lb | 68960.6 | 91947 | L3 | 1045 | LB | US
CPY-1200-00-3-1050 | CPY-1200-00-3-1050 | 1200 Cyl, no Solenoid, HFC-227ea, 1050lb | 69209.64 | 92280 | L3 | 1050 | LB | US
CPY-1200-00-3-1055 | CPY-1200-00-3-1055 | 1200 Cyl, no Solenoid, HFC-227ea, 1055lb | 69458.7 | 92612 | L3 | 1055 | LB | US
CPY-1200-00-3-1060 | CPY-1200-00-3-1060 | 1200 Cyl, no Solenoid, HFC-227ea, 1060lb | 69707.73 | 92944 | L3 | 1060 | LB | US
CPY-1200-00-3-1065 | CPY-1200-00-3-1065 | 1200 Cyl, no Solenoid, HFC-227ea, 1065lb | 69956.79 | 93276 | L3 | 1065 | LB | US
CPY-1200-00-3-1070 | CPY-1200-00-3-1070 | 1200 Cyl, no Solenoid, HFC-227ea, 1070lb | 70205.83 | 93608 | L3 | 1070 | LB | US
CPY-1200-00-3-1075 | CPY-1200-00-3-1075 | 1200 Cyl, no Solenoid, HFC-227ea, 1075lb | 70454.89 | 93940 | L3 | 1075 | LB | US
CPY-1200-00-3-1080 | CPY-1200-00-3-1080 | 1200 Cyl, no Solenoid, HFC-227ea, 1080lb | 70703.95 | 94272 | L3 | 1080 | LB | US
CPY-1200-00-3-1085 | CPY-1200-00-3-1085 | 1200 Cyl, no Solenoid, HFC-227ea, 1085lb | 70952.99 | 94604 | L3 | 1085 | LB | US
CPY-1200-00-3-1090 | CPY-1200-00-3-1090 | 1200 Cyl, no Solenoid, HFC-227ea, 1090lb | 71202.05 | 94936 | L3 | 1090 | LB | US
CPY-1200-00-3-1095 | CPY-1200-00-3-1095 | 1200 Cyl, no Solenoid, HFC-227ea, 1095lb | 71451.08 | 95268 | L3 | 1095 | LB | US
CPY-1200-00-3-1100 | CPY-1200-00-3-1100 | 1200 Cyl, no Solenoid, HFC-227ea, 1100lb | 71700.13 | 95600 | L3 | 1100 | LB | US
CPY-1200-00-3-1105 | CPY-1200-00-3-1105 | 1200 Cyl, no Solenoid, HFC-227ea, 1105lb | 71949.18 | 95932 | L3 | 1105 | LB | US
CPY-1200-00-3-1110 | CPY-1200-00-3-1110 | 1200 Cyl, no Solenoid, HFC-227ea, 1110lb | 72198.24 | 96264 | L3 | 1110 | LB | US
CPY-1200-00-3-1115 | CPY-1200-00-3-1115 | 1200 Cyl, no Solenoid, HFC-227ea, 1115lb | 72447.3 | 96596 | L3 | 1115 | LB | US
CPY-1200-00-3-1120 | CPY-1200-00-3-1120 | 1200 Cyl, no Solenoid, HFC-227ea, 1120lb | 72696.34 | 96928 | L3 | 1120 | LB | US
CPY-1200-00-3-1125 | CPY-1200-00-3-1125 | 1200 Cyl, no Solenoid, HFC-227ea, 1125lb | 72945.38 | 97261 | L3 | 1125 | LB | US
CPY-1200-00-3-1130 | CPY-1200-00-3-1130 | 1200 Cyl, no Solenoid, HFC-227ea, 1130lb | 73194.43 | 97593 | L3 | 1130 | LB | US
CPY-1200-00-3-1135 | CPY-1200-00-3-1135 | 1200 Cyl, no Solenoid, HFC-227ea, 1135lb | 73443.48 | 97925 | L3 | 1135 | LB | US
CPY-1200-00-3-1140 | CPY-1200-00-3-1140 | 1200 Cyl, no Solenoid, HFC-227ea, 1140lb | 73692.52 | 98257 | L3 | 1140 | LB | US
CPY-1200-00-3-1145 | CPY-1200-00-3-1145 | 1200 Cyl, no Solenoid, HFC-227ea, 1145lb | 73941.59 | 98589 | L3 | 1145 | LB | US
CPY-1200-00-3-1150 | CPY-1200-00-3-1150 | 1200 Cyl, no Solenoid, HFC-227ea, 1150lb | 74190.64 | 98921 | L3 | 1150 | LB | US
CPY-1200-00-3-1155 | CPY-1200-00-3-1155 | 1200 Cyl, no Solenoid, HFC-227ea, 1155lb | 74439.68 | 99253 | L3 | 1155 | LB | US
CPY-1200-00-3-1160 | CPY-1200-00-3-1160 | 1200 Cyl, no Solenoid, HFC-227ea, 1160lb | 74688.73 | 99585 | L3 | 1160 | LB | US
CPY-1200-00-3-1165 | CPY-1200-00-3-1165 | 1200 Cyl, no Solenoid, HFC-227ea, 1165lb | 74937.77 | 99917 | L3 | 1165 | LB | US
CPY-1200-00-3-1170 | CPY-1200-00-3-1170 | 1200 Cyl, no Solenoid, HFC-227ea, 1170lb | 75186.83 | 100249 | L3 | 1170 | LB | US
CPY-1200-00-3-1175 | CPY-1200-00-3-1175 | 1200 Cyl, no Solenoid, HFC-227ea, 1175lb | 75435.87 | 100581 | L3 | 1175 | LB | US
CPY-1200-00-3-1180 | CPY-1200-00-3-1180 | 1200 Cyl, no Solenoid, HFC-227ea, 1180lb | 75684.94 | 100913 | L3 | 1180 | LB | US
CPY-1200-00-3-1185 | CPY-1200-00-3-1185 | 1200 Cyl, no Solenoid, HFC-227ea, 1185lb | 75933.99 | 101245 | L3 | 1185 | LB | US
CPY-1200-00-3-1190 | CPY-1200-00-3-1190 | 1200 Cyl, no Solenoid, HFC-227ea, 1190lb | 76183.02 | 101577 | L3 | 1190 | LB | US
CPY-1200-00-3-1195 | CPY-1200-00-3-1195 | 1200 Cyl, no Solenoid, HFC-227ea, 1195lb | 76432.08 | 101909 | L3 | 1195 | LB | US
CPY-1200-00-3-1200 | CPY-1200-00-3-1200 | 1200 Cyl, no Solenoid, HFC-227ea, 1200lb | 76681.12 | 102241 | L3 | 1200 | LB | US
CPY-150-00-2-0066 | CPY-150-00-2-0066 | 150 Cyl, no Solenoid, NOVEC 1230, 66lb | 8895.84 | 11861 | L3 | 66 | LB | US
CPY-150-00-2-0067 | CPY-150-00-2-0067 | 150 Cyl, no Solenoid, NOVEC 1230, 67lb | 8943.98 | 11925 | L3 | 67 | LB | US
CPY-150-00-2-0068 | CPY-150-00-2-0068 | 150 Cyl, no Solenoid, NOVEC 1230, 68lb | 8992.14 | 11990 | L3 | 68 | LB | US
CPY-150-00-2-0069 | CPY-150-00-2-0069 | 150 Cyl, no Solenoid, NOVEC 1230, 69lb | 9040.29 | 12054 | L3 | 69 | LB | US
CPY-150-00-2-0070 | CPY-150-00-2-0070 | 150 Cyl, no Solenoid, NOVEC 1230, 70lb | 9088.41 | 12118 | L3 | 70 | LB | US
CPY-150-00-2-0071 | CPY-150-00-2-0071 | 150 Cyl, no Solenoid, NOVEC 1230, 71lb | 9136.56 | 12182 | L3 | 71 | LB | US
CPY-150-00-2-0072 | CPY-150-00-2-0072 | 150 Cyl, no Solenoid, NOVEC 1230, 72lb | 9184.72 | 12246 | L3 | 72 | LB | US
CPY-150-00-2-0073 | CPY-150-00-2-0073 | 150 Cyl, no Solenoid, NOVEC 1230, 73lb | 9232.86 | 12310 | L3 | 73 | LB | US
CPY-150-00-2-0074 | CPY-150-00-2-0074 | 150 Cyl, no Solenoid, NOVEC 1230, 74lb | 9281.01 | 12375 | L3 | 74 | LB | US
CPY-150-00-2-0075 | CPY-150-00-2-0075 | 150 Cyl, no Solenoid, NOVEC 1230, 75lb | 9329.15 | 12439 | L3 | 75 | LB | US
CPY-150-00-2-0076 | CPY-150-00-2-0076 | 150 Cyl, no Solenoid, NOVEC 1230, 76lb | 9377.3 | 12503 | L3 | 76 | LB | US
CPY-150-00-2-0077 | CPY-150-00-2-0077 | 150 Cyl, no Solenoid, NOVEC 1230, 77lb | 9425.44 | 12567 | L3 | 77 | LB | US
CPY-150-00-2-0078 | CPY-150-00-2-0078 | 150 Cyl, no Solenoid, NOVEC 1230, 78lb | 9473.59 | 12631 | L3 | 78 | LB | US
CPY-150-00-2-0079 | CPY-150-00-2-0079 | 150 Cyl, no Solenoid, NOVEC 1230, 79lb | 9521.73 | 12696 | L3 | 79 | LB | US
CPY-150-00-2-0080 | CPY-150-00-2-0080 | 150 Cyl, no Solenoid, NOVEC 1230, 80lb | 9569.87 | 12760 | L3 | 80 | LB | US
CPY-150-00-2-0081 | CPY-150-00-2-0081 | 150 Cyl, no Solenoid, NOVEC 1230, 81lb | 9618.03 | 12824 | L3 | 81 | LB | US
CPY-150-00-2-0082 | CPY-150-00-2-0082 | 150 Cyl, no Solenoid, NOVEC 1230, 82lb | 9666.17 | 12888 | L3 | 82 | LB | US
CPY-150-00-2-0083 | CPY-150-00-2-0083 | 150 Cyl, no Solenoid, NOVEC 1230, 83lb | 9714.32 | 12952 | L3 | 83 | LB | US
CPY-150-00-2-0084 | CPY-150-00-2-0084 | 150 Cyl, no Solenoid, NOVEC 1230, 84lb | 9762.46 | 13017 | L3 | 84 | LB | US
CPY-150-00-2-0085 | CPY-150-00-2-0085 | 150 Cyl, no Solenoid, NOVEC 1230, 85lb | 9810.6 | 13081 | L3 | 85 | LB | US
CPY-150-00-2-0086 | CPY-150-00-2-0086 | 150 Cyl, no Solenoid, NOVEC 1230, 86lb | 9858.75 | 13145 | L3 | 86 | LB | US
CPY-150-00-2-0087 | CPY-150-00-2-0087 | 150 Cyl, no Solenoid, NOVEC 1230, 87lb | 9906.9 | 13209 | L3 | 87 | LB | US
CPY-150-00-2-0088 | CPY-150-00-2-0088 | 150 Cyl, no Solenoid, NOVEC 1230, 88lb | 9955.04 | 13273 | L3 | 88 | LB | US
CPY-150-00-2-0089 | CPY-150-00-2-0089 | 150 Cyl, no Solenoid, NOVEC 1230, 89lb | 10003.2 | 13338 | L3 | 89 | LB | US
CPY-150-00-2-0090 | CPY-150-00-2-0090 | 150 Cyl, no Solenoid, NOVEC 1230, 90lb | 10051.33 | 13402 | L3 | 90 | LB | US
CPY-150-00-2-0091 | CPY-150-00-2-0091 | 150 Cyl, no Solenoid, NOVEC 1230, 91lb | 10099.47 | 13466 | L3 | 91 | LB | US
CPY-150-00-2-0092 | CPY-150-00-2-0092 | 150 Cyl, no Solenoid, NOVEC 1230, 92lb | 10147.62 | 13530 | L3 | 92 | LB | US
CPY-150-00-2-0093 | CPY-150-00-2-0093 | 150 Cyl, no Solenoid, NOVEC 1230, 93lb | 10195.76 | 13594 | L3 | 93 | LB | US
CPY-150-00-2-0094 | CPY-150-00-2-0094 | 150 Cyl, no Solenoid, NOVEC 1230, 94lb | 10243.92 | 13659 | L3 | 94 | LB | US
CPY-150-00-2-0095 | CPY-150-00-2-0095 | 150 Cyl, no Solenoid, NOVEC 1230, 95lb | 10292.06 | 13723 | L3 | 95 | LB | US
CPY-150-00-2-0096 | CPY-150-00-2-0096 | 150 Cyl, no Solenoid, NOVEC 1230, 96lb | 10340.2 | 13787 | L3 | 96 | LB | US
CPY-150-00-2-0097 | CPY-150-00-2-0097 | 150 Cyl, no Solenoid, NOVEC 1230, 97lb | 10388.35 | 13851 | L3 | 97 | LB | US
CPY-150-00-2-0098 | CPY-150-00-2-0098 | 150 Cyl, no Solenoid, NOVEC 1230, 98lb | 10436.5 | 13915 | L3 | 98 | LB | US
CPY-150-00-2-0099 | CPY-150-00-2-0099 | 150 Cyl, no Solenoid, NOVEC 1230, 99lb | 10484.64 | 13980 | L3 | 99 | LB | US
CPY-150-00-2-0100 | CPY-150-00-2-0100 | 150 Cyl, no Solenoid, NOVEC 1230, 100lb | 10532.78 | 14044 | L3 | 100 | LB | US
CPY-150-00-2-0101 | CPY-150-00-2-0101 | 150 Cyl, no Solenoid, NOVEC 1230, 101lb | 10580.93 | 14108 | L3 | 101 | LB | US
CPY-150-00-2-0102 | CPY-150-00-2-0102 | 150 Cyl, no Solenoid, NOVEC 1230, 102lb | 10629.07 | 14172 | L3 | 102 | LB | US
CPY-150-00-2-0103 | CPY-150-00-2-0103 | 150 Cyl, no Solenoid, NOVEC 1230, 103lb | 10677.23 | 14236 | L3 | 103 | LB | US
CPY-150-00-2-0104 | CPY-150-00-2-0104 | 150 Cyl, no Solenoid, NOVEC 1230, 104lb | 10725.38 | 14301 | L3 | 104 | LB | US
CPY-150-00-2-0105 | CPY-150-00-2-0105 | 150 Cyl, no Solenoid, NOVEC 1230, 105lb | 10773.5 | 14365 | L3 | 105 | LB | US
CPY-150-00-2-0106 | CPY-150-00-2-0106 | 150 Cyl, no Solenoid, NOVEC 1230, 106lb | 10821.65 | 14429 | L3 | 106 | LB | US
CPY-150-00-2-0107 | CPY-150-00-2-0107 | 150 Cyl, no Solenoid, NOVEC 1230, 107lb | 10869.81 | 14493 | L3 | 107 | LB | US
CPY-150-00-2-0108 | CPY-150-00-2-0108 | 150 Cyl, no Solenoid, NOVEC 1230, 108lb | 10917.95 | 14557 | L3 | 108 | LB | US
CPY-150-00-2-0109 | CPY-150-00-2-0109 | 150 Cyl, no Solenoid, NOVEC 1230, 109lb | 10966.1 | 14621 | L3 | 109 | LB | US
CPY-150-00-2-0110 | CPY-150-00-2-0110 | 150 Cyl, no Solenoid, NOVEC 1230, 110lb | 11014.24 | 14686 | L3 | 110 | LB | US
CPY-150-00-2-0111 | CPY-150-00-2-0111 | 150 Cyl, no Solenoid, NOVEC 1230, 111lb | 11062.39 | 14750 | L3 | 111 | LB | US
CPY-150-00-2-0112 | CPY-150-00-2-0112 | 150 Cyl, no Solenoid, NOVEC 1230, 112lb | 11110.53 | 14814 | L3 | 112 | LB | US
CPY-150-00-2-0113 | CPY-150-00-2-0113 | 150 Cyl, no Solenoid, NOVEC 1230, 113lb | 11158.67 | 14878 | L3 | 113 | LB | US
CPY-150-00-2-0114 | CPY-150-00-2-0114 | 150 Cyl, no Solenoid, NOVEC 1230, 114lb | 11206.82 | 14942 | L3 | 114 | LB | US
CPY-150-00-2-0115 | CPY-150-00-2-0115 | 150 Cyl, no Solenoid, NOVEC 1230, 115lb | 11254.96 | 15007 | L3 | 115 | LB | US
CPY-150-00-2-0116 | CPY-150-00-2-0116 | 150 Cyl, no Solenoid, NOVEC 1230, 116lb | 11303.11 | 15071 | L3 | 116 | LB | US
CPY-150-00-2-0117 | CPY-150-00-2-0117 | 150 Cyl, no Solenoid, NOVEC 1230, 117lb | 11351.26 | 15135 | L3 | 117 | LB | US
CPY-150-00-2-0118 | CPY-150-00-2-0118 | 150 Cyl, no Solenoid, NOVEC 1230, 118lb | 11399.41 | 15199 | L3 | 118 | LB | US
CPY-150-00-2-0119 | CPY-150-00-2-0119 | 150 Cyl, no Solenoid, NOVEC 1230, 119lb | 11447.54 | 15263 | L3 | 119 | LB | US
CPY-150-00-2-0120 | CPY-150-00-2-0120 | 150 Cyl, no Solenoid, NOVEC 1230, 120lb | 11495.69 | 15328 | L3 | 120 | LB | US
CPY-150-00-2-0121 | CPY-150-00-2-0121 | 150 Cyl, no Solenoid, NOVEC 1230, 121lb | 11543.84 | 15392 | L3 | 121 | LB | US
CPY-150-00-2-0122 | CPY-150-00-2-0122 | 150 Cyl, no Solenoid, NOVEC 1230, 122lb | 11591.98 | 15456 | L3 | 122 | LB | US
CPY-150-00-2-0123 | CPY-150-00-2-0123 | 150 Cyl, no Solenoid, NOVEC 1230, 123lb | 11640.13 | 15520 | L3 | 123 | LB | US
CPY-150-00-2-0124 | CPY-150-00-2-0124 | 150 Cyl, no Solenoid, NOVEC 1230, 124lb | 11688.29 | 15584 | L3 | 124 | LB | US
CPY-150-00-2-0125 | CPY-150-00-2-0125 | 150 Cyl, no Solenoid, NOVEC 1230, 125lb | 11736.42 | 15649 | L3 | 125 | LB | US
CPY-150-00-2-0126 | CPY-150-00-2-0126 | 150 Cyl, no Solenoid, NOVEC 1230, 126lb | 11784.56 | 15713 | L3 | 126 | LB | US
CPY-150-00-2-0127 | CPY-150-00-2-0127 | 150 Cyl, no Solenoid, NOVEC 1230, 127lb | 11832.71 | 15777 | L3 | 127 | LB | US
CPY-150-00-2-0128 | CPY-150-00-2-0128 | 150 Cyl, no Solenoid, NOVEC 1230, 128lb | 11880.85 | 15841 | L3 | 128 | LB | US
CPY-150-00-2-0129 | CPY-150-00-2-0129 | 150 Cyl, no Solenoid, NOVEC 1230, 129lb | 11929.01 | 15905 | L3 | 129 | LB | US
CPY-150-00-2-0130 | CPY-150-00-2-0130 | 150 Cyl, no Solenoid, NOVEC 1230, 130lb | 11977.15 | 15970 | L3 | 130 | LB | US
CPY-150-00-2-0131 | CPY-150-00-2-0131 | 150 Cyl, no Solenoid, NOVEC 1230, 131lb | 12025.29 | 16034 | L3 | 131 | LB | US
CPY-150-00-2-0132 | CPY-150-00-2-0132 | 150 Cyl, no Solenoid, NOVEC 1230, 132lb | 12073.44 | 16098 | L3 | 132 | LB | US
CPY-150-00-2-0133 | CPY-150-00-2-0133 | 150 Cyl, no Solenoid, NOVEC 1230, 133lb | 12121.59 | 16162 | L3 | 133 | LB | US
CPY-150-00-2-0134 | CPY-150-00-2-0134 | 150 Cyl, no Solenoid, NOVEC 1230, 134lb | 12169.73 | 16226 | L3 | 134 | LB | US
CPY-150-00-2-0135 | CPY-150-00-2-0135 | 150 Cyl, no Solenoid, NOVEC 1230, 135lb | 12217.87 | 16290 | L3 | 135 | LB | US
CPY-150-00-2-0136 | CPY-150-00-2-0136 | 150 Cyl, no Solenoid, NOVEC 1230, 136lb | 12266.02 | 16355 | L3 | 136 | LB | US
CPY-150-00-2-0137 | CPY-150-00-2-0137 | 150 Cyl, no Solenoid, NOVEC 1230, 137lb | 12314.17 | 16419 | L3 | 137 | LB | US
CPY-150-00-2-0138 | CPY-150-00-2-0138 | 150 Cyl, no Solenoid, NOVEC 1230, 138lb | 12362.32 | 16483 | L3 | 138 | LB | US
CPY-150-00-2-0139 | CPY-150-00-2-0139 | 150 Cyl, no Solenoid, NOVEC 1230, 139lb | 12410.46 | 16547 | L3 | 139 | LB | US
CPY-150-00-2-0140 | CPY-150-00-2-0140 | 150 Cyl, no Solenoid, NOVEC 1230, 140lb | 12458.59 | 16611 | L3 | 140 | LB | US
CPY-150-00-2-0141 | CPY-150-00-2-0141 | 150 Cyl, no Solenoid, NOVEC 1230, 141lb | 12506.74 | 16676 | L3 | 141 | LB | US
CPY-150-00-2-0142 | CPY-150-00-2-0142 | 150 Cyl, no Solenoid, NOVEC 1230, 142lb | 12554.89 | 16740 | L3 | 142 | LB | US
CPY-150-00-2-0143 | CPY-150-00-2-0143 | 150 Cyl, no Solenoid, NOVEC 1230, 143lb | 12603.04 | 16804 | L3 | 143 | LB | US
CPY-150-00-2-0144 | CPY-150-00-2-0144 | 150 Cyl, no Solenoid, NOVEC 1230, 144lb | 12651.19 | 16868 | L3 | 144 | LB | US
CPY-150-00-2-0145 | CPY-150-00-2-0145 | 150 Cyl, no Solenoid, NOVEC 1230, 145lb | 12699.32 | 16932 | L3 | 145 | LB | US
CPY-150-00-2-0146 | CPY-150-00-2-0146 | 150 Cyl, no Solenoid, NOVEC 1230, 146lb | 12747.48 | 16997 | L3 | 146 | LB | US
CPY-150-00-2-0147 | CPY-150-00-2-0147 | 150 Cyl, no Solenoid, NOVEC 1230, 147lb | 12795.62 | 17061 | L3 | 147 | LB | US
CPY-150-00-2-0148 | CPY-150-00-2-0148 | 150 Cyl, no Solenoid, NOVEC 1230, 148lb | 12843.76 | 17125 | L3 | 148 | LB | US
CPY-150-00-2-0149 | CPY-150-00-2-0149 | 150 Cyl, no Solenoid, NOVEC 1230, 149lb | 12891.91 | 17189 | L3 | 149 | LB | US
CPY-150-00-2-0150 | CPY-150-00-2-0150 | 150 Cyl, no Solenoid, NOVEC 1230, 150lb | 12940.05 | 17253 | L3 | 150 | LB | US
CPY-150-00-3-0066 | CPY-150-00-3-0066 | 150 Cyl, no Solenoid, HFC-227ea, 66lb | 9117.83 | 12157 | L3 | 66 | LB | US
CPY-150-00-3-0067 | CPY-150-00-3-0067 | 150 Cyl, no Solenoid, HFC-227ea, 67lb | 9167.63 | 12224 | L3 | 67 | LB | US
CPY-150-00-3-0068 | CPY-150-00-3-0068 | 150 Cyl, no Solenoid, HFC-227ea, 68lb | 9217.44 | 12290 | L3 | 68 | LB | US
CPY-150-00-3-0069 | CPY-150-00-3-0069 | 150 Cyl, no Solenoid, HFC-227ea, 69lb | 9267.25 | 12356 | L3 | 69 | LB | US
CPY-150-00-3-0070 | CPY-150-00-3-0070 | 150 Cyl, no Solenoid, HFC-227ea, 70lb | 9317.05 | 12423 | L3 | 70 | LB | US
CPY-150-00-3-0071 | CPY-150-00-3-0071 | 150 Cyl, no Solenoid, HFC-227ea, 71lb | 9366.87 | 12489 | L3 | 71 | LB | US
CPY-150-00-3-0072 | CPY-150-00-3-0072 | 150 Cyl, no Solenoid, HFC-227ea, 72lb | 9416.68 | 12556 | L3 | 72 | LB | US
CPY-150-00-3-0073 | CPY-150-00-3-0073 | 150 Cyl, no Solenoid, HFC-227ea, 73lb | 9466.5 | 12622 | L3 | 73 | LB | US
CPY-150-00-3-0074 | CPY-150-00-3-0074 | 150 Cyl, no Solenoid, HFC-227ea, 74lb | 9516.29 | 12688 | L3 | 74 | LB | US
CPY-150-00-3-0075 | CPY-150-00-3-0075 | 150 Cyl, no Solenoid, HFC-227ea, 75lb | 9566.1 | 12755 | L3 | 75 | LB | US
CPY-150-00-3-0076 | CPY-150-00-3-0076 | 150 Cyl, no Solenoid, HFC-227ea, 76lb | 9615.93 | 12821 | L3 | 76 | LB | US
CPY-150-00-3-0077 | CPY-150-00-3-0077 | 150 Cyl, no Solenoid, HFC-227ea, 77lb | 9665.73 | 12888 | L3 | 77 | LB | US
CPY-150-00-3-0078 | CPY-150-00-3-0078 | 150 Cyl, no Solenoid, HFC-227ea, 78lb | 9715.54 | 12954 | L3 | 78 | LB | US
CPY-150-00-3-0079 | CPY-150-00-3-0079 | 150 Cyl, no Solenoid, HFC-227ea, 79lb | 9765.36 | 13020 | L3 | 79 | LB | US
CPY-150-00-3-0080 | CPY-150-00-3-0080 | 150 Cyl, no Solenoid, HFC-227ea, 80lb | 9815.16 | 13087 | L3 | 80 | LB | US
CPY-150-00-3-0081 | CPY-150-00-3-0081 | 150 Cyl, no Solenoid, HFC-227ea, 81lb | 9864.96 | 13153 | L3 | 81 | LB | US
CPY-150-00-3-0082 | CPY-150-00-3-0082 | 150 Cyl, no Solenoid, HFC-227ea, 82lb | 9914.78 | 13220 | L3 | 82 | LB | US
CPY-150-00-3-0083 | CPY-150-00-3-0083 | 150 Cyl, no Solenoid, HFC-227ea, 83lb | 9964.59 | 13286 | L3 | 83 | LB | US
CPY-150-00-3-0084 | CPY-150-00-3-0084 | 150 Cyl, no Solenoid, HFC-227ea, 84lb | 10014.4 | 13353 | L3 | 84 | LB | US
CPY-150-00-3-0085 | CPY-150-00-3-0085 | 150 Cyl, no Solenoid, HFC-227ea, 85lb | 10064.2 | 13419 | L3 | 85 | LB | US
CPY-150-00-3-0086 | CPY-150-00-3-0086 | 150 Cyl, no Solenoid, HFC-227ea, 86lb | 10114.01 | 13485 | L3 | 86 | LB | US
CPY-150-00-3-0087 | CPY-150-00-3-0087 | 150 Cyl, no Solenoid, HFC-227ea, 87lb | 10163.83 | 13552 | L3 | 87 | LB | US
CPY-150-00-3-0088 | CPY-150-00-3-0088 | 150 Cyl, no Solenoid, HFC-227ea, 88lb | 10213.63 | 13618 | L3 | 88 | LB | US
CPY-150-00-3-0089 | CPY-150-00-3-0089 | 150 Cyl, no Solenoid, HFC-227ea, 89lb | 10263.45 | 13685 | L3 | 89 | LB | US
CPY-150-00-3-0090 | CPY-150-00-3-0090 | 150 Cyl, no Solenoid, HFC-227ea, 90lb | 10313.27 | 13751 | L3 | 90 | LB | US
CPY-150-00-3-0091 | CPY-150-00-3-0091 | 150 Cyl, no Solenoid, HFC-227ea, 91lb | 10363.06 | 13817 | L3 | 91 | LB | US
CPY-150-00-3-0092 | CPY-150-00-3-0092 | 150 Cyl, no Solenoid, HFC-227ea, 92lb | 10412.87 | 13884 | L3 | 92 | LB | US
CPY-150-00-3-0093 | CPY-150-00-3-0093 | 150 Cyl, no Solenoid, HFC-227ea, 93lb | 10462.69 | 13950 | L3 | 93 | LB | US
CPY-150-00-3-0094 | CPY-150-00-3-0094 | 150 Cyl, no Solenoid, HFC-227ea, 94lb | 10512.5 | 14017 | L3 | 94 | LB | US
CPY-150-00-3-0095 | CPY-150-00-3-0095 | 150 Cyl, no Solenoid, HFC-227ea, 95lb | 10562.31 | 14083 | L3 | 95 | LB | US
CPY-150-00-3-0096 | CPY-150-00-3-0096 | 150 Cyl, no Solenoid, HFC-227ea, 96lb | 10612.12 | 14149 | L3 | 96 | LB | US
CPY-150-00-3-0097 | CPY-150-00-3-0097 | 150 Cyl, no Solenoid, HFC-227ea, 97lb | 10661.92 | 14216 | L3 | 97 | LB | US
CPY-150-00-3-0098 | CPY-150-00-3-0098 | 150 Cyl, no Solenoid, HFC-227ea, 98lb | 10711.73 | 14282 | L3 | 98 | LB | US
CPY-150-00-3-0099 | CPY-150-00-3-0099 | 150 Cyl, no Solenoid, HFC-227ea, 99lb | 10761.54 | 14349 | L3 | 99 | LB | US
CPY-150-00-3-0100 | CPY-150-00-3-0100 | 150 Cyl, no Solenoid, HFC-227ea, 100lb | 10811.35 | 14415 | L3 | 100 | LB | US
CPY-150-00-3-0101 | CPY-150-00-3-0101 | 150 Cyl, no Solenoid, HFC-227ea, 101lb | 10861.17 | 14482 | L3 | 101 | LB | US
CPY-150-00-3-0102 | CPY-150-00-3-0102 | 150 Cyl, no Solenoid, HFC-227ea, 102lb | 10910.98 | 14548 | L3 | 102 | LB | US
CPY-150-00-3-0103 | CPY-150-00-3-0103 | 150 Cyl, no Solenoid, HFC-227ea, 103lb | 10960.79 | 14614 | L3 | 103 | LB | US
CPY-150-00-3-0104 | CPY-150-00-3-0104 | 150 Cyl, no Solenoid, HFC-227ea, 104lb | 11010.6 | 14681 | L3 | 104 | LB | US
CPY-150-00-3-0105 | CPY-150-00-3-0105 | 150 Cyl, no Solenoid, HFC-227ea, 105lb | 11060.4 | 14747 | L3 | 105 | LB | US
CPY-150-00-3-0106 | CPY-150-00-3-0106 | 150 Cyl, no Solenoid, HFC-227ea, 106lb | 11110.22 | 14814 | L3 | 106 | LB | US
CPY-150-00-3-0107 | CPY-150-00-3-0107 | 150 Cyl, no Solenoid, HFC-227ea, 107lb | 11160.03 | 14880 | L3 | 107 | LB | US
CPY-150-00-3-0108 | CPY-150-00-3-0108 | 150 Cyl, no Solenoid, HFC-227ea, 108lb | 11209.84 | 14946 | L3 | 108 | LB | US
CPY-150-00-3-0109 | CPY-150-00-3-0109 | 150 Cyl, no Solenoid, HFC-227ea, 109lb | 11259.64 | 15013 | L3 | 109 | LB | US
CPY-150-00-3-0110 | CPY-150-00-3-0110 | 150 Cyl, no Solenoid, HFC-227ea, 110lb | 11309.45 | 15079 | L3 | 110 | LB | US
CPY-150-00-3-0111 | CPY-150-00-3-0111 | 150 Cyl, no Solenoid, HFC-227ea, 111lb | 11359.27 | 15146 | L3 | 111 | LB | US
CPY-150-00-3-0112 | CPY-150-00-3-0112 | 150 Cyl, no Solenoid, HFC-227ea, 112lb | 11409.07 | 15212 | L3 | 112 | LB | US
CPY-150-00-3-0113 | CPY-150-00-3-0113 | 150 Cyl, no Solenoid, HFC-227ea, 113lb | 11458.88 | 15279 | L3 | 113 | LB | US
CPY-150-00-3-0114 | CPY-150-00-3-0114 | 150 Cyl, no Solenoid, HFC-227ea, 114lb | 11508.71 | 15345 | L3 | 114 | LB | US
CPY-150-00-3-0115 | CPY-150-00-3-0115 | 150 Cyl, no Solenoid, HFC-227ea, 115lb | 11558.51 | 15411 | L3 | 115 | LB | US
CPY-150-00-3-0116 | CPY-150-00-3-0116 | 150 Cyl, no Solenoid, HFC-227ea, 116lb | 11608.31 | 15478 | L3 | 116 | LB | US
CPY-150-00-3-0117 | CPY-150-00-3-0117 | 150 Cyl, no Solenoid, HFC-227ea, 117lb | 11658.13 | 15544 | L3 | 117 | LB | US
CPY-150-00-3-0118 | CPY-150-00-3-0118 | 150 Cyl, no Solenoid, HFC-227ea, 118lb | 11707.94 | 15611 | L3 | 118 | LB | US
CPY-150-00-3-0119 | CPY-150-00-3-0119 | 150 Cyl, no Solenoid, HFC-227ea, 119lb | 11757.74 | 15677 | L3 | 119 | LB | US
CPY-150-00-3-0120 | CPY-150-00-3-0120 | 150 Cyl, no Solenoid, HFC-227ea, 120lb | 11807.55 | 15743 | L3 | 120 | LB | US
CPY-150-00-3-0121 | CPY-150-00-3-0121 | 150 Cyl, no Solenoid, HFC-227ea, 121lb | 11857.36 | 15810 | L3 | 121 | LB | US
CPY-150-00-3-0122 | CPY-150-00-3-0122 | 150 Cyl, no Solenoid, HFC-227ea, 122lb | 11907.18 | 15876 | L3 | 122 | LB | US
CPY-150-00-3-0123 | CPY-150-00-3-0123 | 150 Cyl, no Solenoid, HFC-227ea, 123lb | 11956.98 | 15943 | L3 | 123 | LB | US
CPY-150-00-3-0124 | CPY-150-00-3-0124 | 150 Cyl, no Solenoid, HFC-227ea, 124lb | 12006.79 | 16009 | L3 | 124 | LB | US
CPY-150-00-3-0125 | CPY-150-00-3-0125 | 150 Cyl, no Solenoid, HFC-227ea, 125lb | 12056.61 | 16075 | L3 | 125 | LB | US
CPY-150-00-3-0126 | CPY-150-00-3-0126 | 150 Cyl, no Solenoid, HFC-227ea, 126lb | 12106.4 | 16142 | L3 | 126 | LB | US
CPY-150-00-3-0127 | CPY-150-00-3-0127 | 150 Cyl, no Solenoid, HFC-227ea, 127lb | 12156.21 | 16208 | L3 | 127 | LB | US
CPY-150-00-3-0128 | CPY-150-00-3-0128 | 150 Cyl, no Solenoid, HFC-227ea, 128lb | 12206.04 | 16275 | L3 | 128 | LB | US
CPY-150-00-3-0129 | CPY-150-00-3-0129 | 150 Cyl, no Solenoid, HFC-227ea, 129lb | 12255.85 | 16341 | L3 | 129 | LB | US
CPY-150-00-3-0130 | CPY-150-00-3-0130 | 150 Cyl, no Solenoid, HFC-227ea, 130lb | 12305.65 | 16408 | L3 | 130 | LB | US
CPY-150-00-3-0131 | CPY-150-00-3-0131 | 150 Cyl, no Solenoid, HFC-227ea, 131lb | 12355.47 | 16474 | L3 | 131 | LB | US
CPY-150-00-3-0132 | CPY-150-00-3-0132 | 150 Cyl, no Solenoid, HFC-227ea, 132lb | 12405.27 | 16540 | L3 | 132 | LB | US
CPY-150-00-3-0133 | CPY-150-00-3-0133 | 150 Cyl, no Solenoid, HFC-227ea, 133lb | 12455.08 | 16607 | L3 | 133 | LB | US
CPY-150-00-3-0134 | CPY-150-00-3-0134 | 150 Cyl, no Solenoid, HFC-227ea, 134lb | 12504.89 | 16673 | L3 | 134 | LB | US
CPY-150-00-3-0135 | CPY-150-00-3-0135 | 150 Cyl, no Solenoid, HFC-227ea, 135lb | 12554.7 | 16740 | L3 | 135 | LB | US
CPY-150-00-3-0136 | CPY-150-00-3-0136 | 150 Cyl, no Solenoid, HFC-227ea, 136lb | 12604.52 | 16806 | L3 | 136 | LB | US
CPY-150-00-3-0137 | CPY-150-00-3-0137 | 150 Cyl, no Solenoid, HFC-227ea, 137lb | 12654.32 | 16872 | L3 | 137 | LB | US
CPY-150-00-3-0138 | CPY-150-00-3-0138 | 150 Cyl, no Solenoid, HFC-227ea, 138lb | 12704.12 | 16939 | L3 | 138 | LB | US
CPY-150-00-3-0139 | CPY-150-00-3-0139 | 150 Cyl, no Solenoid, HFC-227ea, 139lb | 12753.94 | 17005 | L3 | 139 | LB | US
CPY-150-00-3-0140 | CPY-150-00-3-0140 | 150 Cyl, no Solenoid, HFC-227ea, 140lb | 12803.74 | 17072 | L3 | 140 | LB | US
CPY-150-00-3-0141 | CPY-150-00-3-0141 | 150 Cyl, no Solenoid, HFC-227ea, 141lb | 12853.57 | 17138 | L3 | 141 | LB | US
CPY-150-00-3-0142 | CPY-150-00-3-0142 | 150 Cyl, no Solenoid, HFC-227ea, 142lb | 12903.38 | 17205 | L3 | 142 | LB | US
CPY-150-00-3-0143 | CPY-150-00-3-0143 | 150 Cyl, no Solenoid, HFC-227ea, 143lb | 12953.19 | 17271 | L3 | 143 | LB | US
CPY-150-00-3-0144 | CPY-150-00-3-0144 | 150 Cyl, no Solenoid, HFC-227ea, 144lb | 13002.99 | 17337 | L3 | 144 | LB | US
CPY-150-00-3-0145 | CPY-150-00-3-0145 | 150 Cyl, no Solenoid, HFC-227ea, 145lb | 13052.8 | 17404 | L3 | 145 | LB | US
CPY-150-00-3-0146 | CPY-150-00-3-0146 | 150 Cyl, no Solenoid, HFC-227ea, 146lb | 13102.61 | 17470 | L3 | 146 | LB | US
CPY-150-00-3-0147 | CPY-150-00-3-0147 | 150 Cyl, no Solenoid, HFC-227ea, 147lb | 13152.42 | 17537 | L3 | 147 | LB | US
CPY-150-00-3-0148 | CPY-150-00-3-0148 | 150 Cyl, no Solenoid, HFC-227ea, 148lb | 13202.23 | 17603 | L3 | 148 | LB | US
CPY-150-00-3-0149 | CPY-150-00-3-0149 | 150 Cyl, no Solenoid, HFC-227ea, 149lb | 13252.05 | 17669 | L3 | 149 | LB | US
CPY-150-00-3-0150 | CPY-150-00-3-0150 | 150 Cyl, no Solenoid, HFC-227ea, 150lb | 13301.85 | 17736 | L3 | 150 | LB | US
CPY-250-00-2-0109 | CPY-250-00-2-0109 | 250 Cyl, no Solenoid, NOVEC 1230, 109lb | 11741.81 | 15656 | L3 | 109 | LB | US
CPY-250-00-2-0110 | CPY-250-00-2-0110 | 250 Cyl, no Solenoid, NOVEC 1230, 110lb | 11789.96 | 15720 | L3 | 110 | LB | US
CPY-250-00-2-0115 | CPY-250-00-2-0115 | 250 Cyl, no Solenoid, NOVEC 1230, 115lb | 12030.69 | 16041 | L3 | 115 | LB | US
CPY-250-00-2-0120 | CPY-250-00-2-0120 | 250 Cyl, no Solenoid, NOVEC 1230, 120lb | 12271.41 | 16362 | L3 | 120 | LB | US
CPY-250-00-2-0125 | CPY-250-00-2-0125 | 250 Cyl, no Solenoid, NOVEC 1230, 125lb | 12512.13 | 16683 | L3 | 125 | LB | US
CPY-250-00-2-0130 | CPY-250-00-2-0130 | 250 Cyl, no Solenoid, NOVEC 1230, 130lb | 12752.86 | 17004 | L3 | 130 | LB | US
CPY-250-00-2-0135 | CPY-250-00-2-0135 | 250 Cyl, no Solenoid, NOVEC 1230, 135lb | 12993.59 | 17325 | L3 | 135 | LB | US
CPY-250-00-2-0140 | CPY-250-00-2-0140 | 250 Cyl, no Solenoid, NOVEC 1230, 140lb | 13234.32 | 17646 | L3 | 140 | LB | US
CPY-250-00-2-0145 | CPY-250-00-2-0145 | 250 Cyl, no Solenoid, NOVEC 1230, 145lb | 13475.05 | 17967 | L3 | 145 | LB | US
CPY-250-00-2-0150 | CPY-250-00-2-0150 | 250 Cyl, no Solenoid, NOVEC 1230, 150lb | 13715.77 | 18288 | L3 | 150 | LB | US
CPY-250-00-2-0155 | CPY-250-00-2-0155 | 250 Cyl, no Solenoid, NOVEC 1230, 155lb | 13956.5 | 18609 | L3 | 155 | LB | US
CPY-250-00-2-0160 | CPY-250-00-2-0160 | 250 Cyl, no Solenoid, NOVEC 1230, 160lb | 14197.22 | 18930 | L3 | 160 | LB | US
CPY-250-00-2-0165 | CPY-250-00-2-0165 | 250 Cyl, no Solenoid, NOVEC 1230, 165lb | 14437.95 | 19251 | L3 | 165 | LB | US
CPY-250-00-2-0170 | CPY-250-00-2-0170 | 250 Cyl, no Solenoid, NOVEC 1230, 170lb | 14678.67 | 19572 | L3 | 170 | LB | US
CPY-250-00-2-0175 | CPY-250-00-2-0175 | 250 Cyl, no Solenoid, NOVEC 1230, 175lb | 14919.41 | 19893 | L3 | 175 | LB | US
CPY-250-00-2-0180 | CPY-250-00-2-0180 | 250 Cyl, no Solenoid, NOVEC 1230, 180lb | 15160.14 | 20214 | L3 | 180 | LB | US
CPY-250-00-2-0185 | CPY-250-00-2-0185 | 250 Cyl, no Solenoid, NOVEC 1230, 185lb | 15400.86 | 20534 | L3 | 185 | LB | US
CPY-250-00-2-0190 | CPY-250-00-2-0190 | 250 Cyl, no Solenoid, NOVEC 1230, 190lb | 15641.58 | 20855 | L3 | 190 | LB | US
CPY-250-00-2-0195 | CPY-250-00-2-0195 | 250 Cyl, no Solenoid, NOVEC 1230, 195lb | 15882.31 | 21176 | L3 | 195 | LB | US
CPY-250-00-2-0200 | CPY-250-00-2-0200 | 250 Cyl, no Solenoid, NOVEC 1230, 200lb | 16123.04 | 21497 | L3 | 200 | LB | US
CPY-250-00-2-0205 | CPY-250-00-2-0205 | 250 Cyl, no Solenoid, NOVEC 1230, 205lb | 16363.76 | 21818 | L3 | 205 | LB | US
CPY-250-00-2-0210 | CPY-250-00-2-0210 | 250 Cyl, no Solenoid, NOVEC 1230, 210lb | 16604.5 | 22139 | L3 | 210 | LB | US
CPY-250-00-2-0215 | CPY-250-00-2-0215 | 250 Cyl, no Solenoid, NOVEC 1230, 215lb | 16845.23 | 22460 | L3 | 215 | LB | US
CPY-250-00-2-0220 | CPY-250-00-2-0220 | 250 Cyl, no Solenoid, NOVEC 1230, 220lb | 17085.95 | 22781 | L3 | 220 | LB | US
CPY-250-00-2-0225 | CPY-250-00-2-0225 | 250 Cyl, no Solenoid, NOVEC 1230, 225lb | 17326.67 | 23102 | L3 | 225 | LB | US
CPY-250-00-2-0230 | CPY-250-00-2-0230 | 250 Cyl, no Solenoid, NOVEC 1230, 230lb | 17567.4 | 23423 | L3 | 230 | LB | US
CPY-250-00-2-0235 | CPY-250-00-2-0235 | 250 Cyl, no Solenoid, NOVEC 1230, 235lb | 17808.13 | 23744 | L3 | 235 | LB | US
CPY-250-00-2-0240 | CPY-250-00-2-0240 | 250 Cyl, no Solenoid, NOVEC 1230, 240lb | 18048.85 | 24065 | L3 | 240 | LB | US
CPY-250-00-2-0245 | CPY-250-00-2-0245 | 250 Cyl, no Solenoid, NOVEC 1230, 245lb | 18289.58 | 24386 | L3 | 245 | LB | US
CPY-250-00-2-0250 | CPY-250-00-2-0250 | 250 Cyl, no Solenoid, NOVEC 1230, 250lb | 18530.32 | 24707 | L3 | 250 | LB | US
CPY-250-00-3-0109 | CPY-250-00-3-0109 | 250 Cyl, no Solenoid, HFC-227ea, 109lb | 12050.58 | 16067 | L3 | 109 | LB | US
CPY-250-00-3-0110 | CPY-250-00-3-0110 | 250 Cyl, no Solenoid, HFC-227ea, 110lb | 12100.38 | 16134 | L3 | 110 | LB | US
CPY-250-00-3-0115 | CPY-250-00-3-0115 | 250 Cyl, no Solenoid, HFC-227ea, 115lb | 12349.44 | 16466 | L3 | 115 | LB | US
CPY-250-00-3-0120 | CPY-250-00-3-0120 | 250 Cyl, no Solenoid, HFC-227ea, 120lb | 12598.49 | 16798 | L3 | 120 | LB | US
CPY-250-00-3-0125 | CPY-250-00-3-0125 | 250 Cyl, no Solenoid, HFC-227ea, 125lb | 12847.53 | 17130 | L3 | 125 | LB | US
CPY-250-00-3-0130 | CPY-250-00-3-0130 | 250 Cyl, no Solenoid, HFC-227ea, 130lb | 13096.58 | 17462 | L3 | 130 | LB | US
CPY-250-00-3-0135 | CPY-250-00-3-0135 | 250 Cyl, no Solenoid, HFC-227ea, 135lb | 13345.63 | 17794 | L3 | 135 | LB | US
CPY-250-00-3-0140 | CPY-250-00-3-0140 | 250 Cyl, no Solenoid, HFC-227ea, 140lb | 13594.67 | 18126 | L3 | 140 | LB | US
CPY-250-00-3-0145 | CPY-250-00-3-0145 | 250 Cyl, no Solenoid, HFC-227ea, 145lb | 13843.73 | 18458 | L3 | 145 | LB | US
CPY-250-00-3-0150 | CPY-250-00-3-0150 | 250 Cyl, no Solenoid, HFC-227ea, 150lb | 14092.78 | 18790 | L3 | 150 | LB | US
CPY-250-00-3-0155 | CPY-250-00-3-0155 | 250 Cyl, no Solenoid, HFC-227ea, 155lb | 14341.83 | 19122 | L3 | 155 | LB | US
CPY-250-00-3-0160 | CPY-250-00-3-0160 | 250 Cyl, no Solenoid, HFC-227ea, 160lb | 14590.88 | 19455 | L3 | 160 | LB | US
CPY-250-00-3-0165 | CPY-250-00-3-0165 | 250 Cyl, no Solenoid, HFC-227ea, 165lb | 14839.93 | 19787 | L3 | 165 | LB | US
CPY-250-00-3-0170 | CPY-250-00-3-0170 | 250 Cyl, no Solenoid, HFC-227ea, 170lb | 15088.97 | 20119 | L3 | 170 | LB | US
CPY-250-00-3-0175 | CPY-250-00-3-0175 | 250 Cyl, no Solenoid, HFC-227ea, 175lb | 15338.02 | 20451 | L3 | 175 | LB | US
CPY-250-00-3-0180 | CPY-250-00-3-0180 | 250 Cyl, no Solenoid, HFC-227ea, 180lb | 15587.06 | 20783 | L3 | 180 | LB | US
CPY-250-00-3-0185 | CPY-250-00-3-0185 | 250 Cyl, no Solenoid, HFC-227ea, 185lb | 15836.13 | 21115 | L3 | 185 | LB | US
CPY-250-00-3-0190 | CPY-250-00-3-0190 | 250 Cyl, no Solenoid, HFC-227ea, 190lb | 16085.18 | 21447 | L3 | 190 | LB | US
CPY-250-00-3-0195 | CPY-250-00-3-0195 | 250 Cyl, no Solenoid, HFC-227ea, 195lb | 16334.22 | 21779 | L3 | 195 | LB | US
CPY-250-00-3-0200 | CPY-250-00-3-0200 | 250 Cyl, no Solenoid, HFC-227ea, 200lb | 16583.28 | 22111 | L3 | 200 | LB | US
CPY-250-00-3-0205 | CPY-250-00-3-0205 | 250 Cyl, no Solenoid, HFC-227ea, 205lb | 16832.32 | 22443 | L3 | 205 | LB | US
CPY-250-00-3-0210 | CPY-250-00-3-0210 | 250 Cyl, no Solenoid, HFC-227ea, 210lb | 17081.36 | 22775 | L3 | 210 | LB | US
CPY-250-00-3-0215 | CPY-250-00-3-0215 | 250 Cyl, no Solenoid, HFC-227ea, 215lb | 17330.41 | 23107 | L3 | 215 | LB | US
CPY-250-00-3-0220 | CPY-250-00-3-0220 | 250 Cyl, no Solenoid, HFC-227ea, 220lb | 17579.47 | 23439 | L3 | 220 | LB | US
CPY-250-00-3-0225 | CPY-250-00-3-0225 | 250 Cyl, no Solenoid, HFC-227ea, 225lb | 17828.53 | 23771 | L3 | 225 | LB | US
CPY-250-00-3-0230 | CPY-250-00-3-0230 | 250 Cyl, no Solenoid, HFC-227ea, 230lb | 18077.57 | 24103 | L3 | 230 | LB | US
CPY-250-00-3-0235 | CPY-250-00-3-0235 | 250 Cyl, no Solenoid, HFC-227ea, 235lb | 18326.63 | 24436 | L3 | 235 | LB | US
CPY-250-00-3-0240 | CPY-250-00-3-0240 | 250 Cyl, no Solenoid, HFC-227ea, 240lb | 18575.67 | 24768 | L3 | 240 | LB | US
CPY-250-00-3-0245 | CPY-250-00-3-0245 | 250 Cyl, no Solenoid, HFC-227ea, 245lb | 18824.7 | 25100 | L3 | 245 | LB | US
CPY-250-00-3-0250 | CPY-250-00-3-0250 | 250 Cyl, no Solenoid, HFC-227ea, 250lb | 19073.76 | 25432 | L3 | 250 | LB | US
CPY-35-00-2-0016 | CPY-35-00-2-0016 | 35 Cyl, no Solenoid, NOVEC 1230, 16lb | 4328.01 | 5771 | L3 | 16 | LB | US
CPY-35-00-2-0017 | CPY-35-00-2-0017 | 35 Cyl, no Solenoid, NOVEC 1230, 17lb | 4376.16 | 5835 | L3 | 17 | LB | US
CPY-35-00-2-0018 | CPY-35-00-2-0018 | 35 Cyl, no Solenoid, NOVEC 1230, 18lb | 4424.3 | 5899 | L3 | 18 | LB | US
CPY-35-00-2-0019 | CPY-35-00-2-0019 | 35 Cyl, no Solenoid, NOVEC 1230, 19lb | 4472.46 | 5963 | L3 | 19 | LB | US
CPY-35-00-2-0020 | CPY-35-00-2-0020 | 35 Cyl, no Solenoid, NOVEC 1230, 20lb | 4520.61 | 6027 | L3 | 20 | LB | US
CPY-35-00-2-0021 | CPY-35-00-2-0021 | 35 Cyl, no Solenoid, NOVEC 1230, 21lb | 4568.74 | 6092 | L3 | 21 | LB | US
CPY-35-00-2-0022 | CPY-35-00-2-0022 | 35 Cyl, no Solenoid, NOVEC 1230, 22lb | 4616.88 | 6156 | L3 | 22 | LB | US
CPY-35-00-2-0023 | CPY-35-00-2-0023 | 35 Cyl, no Solenoid, NOVEC 1230, 23lb | 4665.03 | 6220 | L3 | 23 | LB | US
CPY-35-00-2-0024 | CPY-35-00-2-0024 | 35 Cyl, no Solenoid, NOVEC 1230, 24lb | 4713.18 | 6284 | L3 | 24 | LB | US
CPY-35-00-2-0025 | CPY-35-00-2-0025 | 35 Cyl, no Solenoid, NOVEC 1230, 25lb | 4761.33 | 6348 | L3 | 25 | LB | US
CPY-35-00-2-0026 | CPY-35-00-2-0026 | 35 Cyl, no Solenoid, NOVEC 1230, 26lb | 4809.47 | 6413 | L3 | 26 | LB | US
CPY-35-00-2-0027 | CPY-35-00-2-0027 | 35 Cyl, no Solenoid, NOVEC 1230, 27lb | 4857.61 | 6477 | L3 | 27 | LB | US
CPY-35-00-2-0028 | CPY-35-00-2-0028 | 35 Cyl, no Solenoid, NOVEC 1230, 28lb | 4905.77 | 6541 | L3 | 28 | LB | US
CPY-35-00-2-0029 | CPY-35-00-2-0029 | 35 Cyl, no Solenoid, NOVEC 1230, 29lb | 4953.91 | 6605 | L3 | 29 | LB | US
CPY-35-00-2-0030 | CPY-35-00-2-0030 | 35 Cyl, no Solenoid, NOVEC 1230, 30lb | 5002.05 | 6669 | L3 | 30 | LB | US
CPY-35-00-2-0031 | CPY-35-00-2-0031 | 35 Cyl, no Solenoid, NOVEC 1230, 31lb | 5050.19 | 6734 | L3 | 31 | LB | US
CPY-35-00-2-0032 | CPY-35-00-2-0032 | 35 Cyl, no Solenoid, NOVEC 1230, 32lb | 5098.35 | 6798 | L3 | 32 | LB | US
CPY-35-00-2-0033 | CPY-35-00-2-0033 | 35 Cyl, no Solenoid, NOVEC 1230, 33lb | 5146.49 | 6862 | L3 | 33 | LB | US
CPY-35-00-2-0034 | CPY-35-00-2-0034 | 35 Cyl, no Solenoid, NOVEC 1230, 34lb | 5194.64 | 6926 | L3 | 34 | LB | US
CPY-35-00-2-0035 | CPY-35-00-2-0035 | 35 Cyl, no Solenoid, NOVEC 1230, 35lb | 5242.79 | 6990 | L3 | 35 | LB | US
CPY-35-00-3-0016 | CPY-35-00-3-0016 | 35 Cyl, no Solenoid, HFC-227ea, 16lb | 4424.4 | 5899 | L3 | 16 | LB | US
CPY-35-00-3-0017 | CPY-35-00-3-0017 | 35 Cyl, no Solenoid, HFC-227ea, 17lb | 4474.22 | 5966 | L3 | 17 | LB | US
CPY-35-00-3-0018 | CPY-35-00-3-0018 | 35 Cyl, no Solenoid, HFC-227ea, 18lb | 4524.02 | 6032 | L3 | 18 | LB | US
CPY-35-00-3-0019 | CPY-35-00-3-0019 | 35 Cyl, no Solenoid, HFC-227ea, 19lb | 4573.84 | 6098 | L3 | 19 | LB | US
CPY-35-00-3-0020 | CPY-35-00-3-0020 | 35 Cyl, no Solenoid, HFC-227ea, 20lb | 4623.65 | 6165 | L3 | 20 | LB | US
CPY-35-00-3-0021 | CPY-35-00-3-0021 | 35 Cyl, no Solenoid, HFC-227ea, 21lb | 4673.47 | 6231 | L3 | 21 | LB | US
CPY-35-00-3-0022 | CPY-35-00-3-0022 | 35 Cyl, no Solenoid, HFC-227ea, 22lb | 4723.26 | 6298 | L3 | 22 | LB | US
CPY-35-00-3-0023 | CPY-35-00-3-0023 | 35 Cyl, no Solenoid, HFC-227ea, 23lb | 4773.06 | 6364 | L3 | 23 | LB | US
CPY-35-00-3-0024 | CPY-35-00-3-0024 | 35 Cyl, no Solenoid, HFC-227ea, 24lb | 4822.89 | 6431 | L3 | 24 | LB | US
CPY-35-00-3-0025 | CPY-35-00-3-0025 | 35 Cyl, no Solenoid, HFC-227ea, 25lb | 4872.69 | 6497 | L3 | 25 | LB | US
CPY-35-00-3-0026 | CPY-35-00-3-0026 | 35 Cyl, no Solenoid, HFC-227ea, 26lb | 4922.5 | 6563 | L3 | 26 | LB | US
CPY-35-00-3-0027 | CPY-35-00-3-0027 | 35 Cyl, no Solenoid, HFC-227ea, 27lb | 4972.33 | 6630 | L3 | 27 | LB | US
CPY-35-00-3-0028 | CPY-35-00-3-0028 | 35 Cyl, no Solenoid, HFC-227ea, 28lb | 5022.13 | 6696 | L3 | 28 | LB | US
CPY-35-00-3-0029 | CPY-35-00-3-0029 | 35 Cyl, no Solenoid, HFC-227ea, 29lb | 5071.93 | 6763 | L3 | 29 | LB | US
CPY-35-00-3-0030 | CPY-35-00-3-0030 | 35 Cyl, no Solenoid, HFC-227ea, 30lb | 5121.74 | 6829 | L3 | 30 | LB | US
CPY-35-00-3-0031 | CPY-35-00-3-0031 | 35 Cyl, no Solenoid, HFC-227ea, 31lb | 5171.56 | 6895 | L3 | 31 | LB | US
CPY-35-00-3-0032 | CPY-35-00-3-0032 | 35 Cyl, no Solenoid, HFC-227ea, 32lb | 5221.37 | 6962 | L3 | 32 | LB | US
CPY-35-00-3-0033 | CPY-35-00-3-0033 | 35 Cyl, no Solenoid, HFC-227ea, 33lb | 5271.18 | 7028 | L3 | 33 | LB | US
CPY-35-00-3-0034 | CPY-35-00-3-0034 | 35 Cyl, no Solenoid, HFC-227ea, 34lb | 5320.98 | 7095 | L3 | 34 | LB | US
CPY-35-00-3-0035 | CPY-35-00-3-0035 | 35 Cyl, no Solenoid, HFC-227ea, 35lb | 5370.8 | 7161 | L3 | 35 | LB | US
CPY-375-00-2-0163 | CPY-375-00-2-0163 | 375 Cyl, no Solenoid, NOVEC 1230, 163lb | 15847.37 | 21130 | L3 | 163 | LB | US
CPY-375-00-2-0165 | CPY-375-00-2-0165 | 375 Cyl, no Solenoid, NOVEC 1230, 165lb | 15943.68 | 21258 | L3 | 165 | LB | US
CPY-375-00-2-0170 | CPY-375-00-2-0170 | 375 Cyl, no Solenoid, NOVEC 1230, 170lb | 16184.4 | 21579 | L3 | 170 | LB | US
CPY-375-00-2-0175 | CPY-375-00-2-0175 | 375 Cyl, no Solenoid, NOVEC 1230, 175lb | 16425.12 | 21900 | L3 | 175 | LB | US
CPY-375-00-2-0180 | CPY-375-00-2-0180 | 375 Cyl, no Solenoid, NOVEC 1230, 180lb | 16665.84 | 22221 | L3 | 180 | LB | US
CPY-375-00-2-0185 | CPY-375-00-2-0185 | 375 Cyl, no Solenoid, NOVEC 1230, 185lb | 16906.58 | 22542 | L3 | 185 | LB | US
CPY-375-00-2-0190 | CPY-375-00-2-0190 | 375 Cyl, no Solenoid, NOVEC 1230, 190lb | 17147.31 | 22863 | L3 | 190 | LB | US
CPY-375-00-2-0195 | CPY-375-00-2-0195 | 375 Cyl, no Solenoid, NOVEC 1230, 195lb | 17388.03 | 23184 | L3 | 195 | LB | US
CPY-375-00-2-0200 | CPY-375-00-2-0200 | 375 Cyl, no Solenoid, NOVEC 1230, 200lb | 17628.76 | 23505 | L3 | 200 | LB | US
CPY-375-00-2-0205 | CPY-375-00-2-0205 | 375 Cyl, no Solenoid, NOVEC 1230, 205lb | 17869.49 | 23826 | L3 | 205 | LB | US
CPY-375-00-2-0210 | CPY-375-00-2-0210 | 375 Cyl, no Solenoid, NOVEC 1230, 210lb | 18110.21 | 24147 | L3 | 210 | LB | US
CPY-375-00-2-0215 | CPY-375-00-2-0215 | 375 Cyl, no Solenoid, NOVEC 1230, 215lb | 18350.93 | 24468 | L3 | 215 | LB | US
CPY-375-00-2-0220 | CPY-375-00-2-0220 | 375 Cyl, no Solenoid, NOVEC 1230, 220lb | 18591.66 | 24789 | L3 | 220 | LB | US
CPY-375-00-2-0225 | CPY-375-00-2-0225 | 375 Cyl, no Solenoid, NOVEC 1230, 225lb | 18832.4 | 25110 | L3 | 225 | LB | US
CPY-375-00-2-0230 | CPY-375-00-2-0230 | 375 Cyl, no Solenoid, NOVEC 1230, 230lb | 19073.12 | 25431 | L3 | 230 | LB | US
CPY-375-00-2-0235 | CPY-375-00-2-0235 | 375 Cyl, no Solenoid, NOVEC 1230, 235lb | 19313.85 | 25752 | L3 | 235 | LB | US
CPY-375-00-2-0240 | CPY-375-00-2-0240 | 375 Cyl, no Solenoid, NOVEC 1230, 240lb | 19554.58 | 26073 | L3 | 240 | LB | US
CPY-375-00-2-0245 | CPY-375-00-2-0245 | 375 Cyl, no Solenoid, NOVEC 1230, 245lb | 19795.3 | 26394 | L3 | 245 | LB | US
CPY-375-00-2-0250 | CPY-375-00-2-0250 | 375 Cyl, no Solenoid, NOVEC 1230, 250lb | 20036.02 | 26715 | L3 | 250 | LB | US
CPY-375-00-2-0255 | CPY-375-00-2-0255 | 375 Cyl, no Solenoid, NOVEC 1230, 255lb | 20276.76 | 27036 | L3 | 255 | LB | US
CPY-375-00-2-0260 | CPY-375-00-2-0260 | 375 Cyl, no Solenoid, NOVEC 1230, 260lb | 20517.49 | 27357 | L3 | 260 | LB | US
CPY-375-00-2-0265 | CPY-375-00-2-0265 | 375 Cyl, no Solenoid, NOVEC 1230, 265lb | 20758.21 | 27678 | L3 | 265 | LB | US
CPY-375-00-2-0270 | CPY-375-00-2-0270 | 375 Cyl, no Solenoid, NOVEC 1230, 270lb | 20998.94 | 27999 | L3 | 270 | LB | US
CPY-375-00-2-0275 | CPY-375-00-2-0275 | 375 Cyl, no Solenoid, NOVEC 1230, 275lb | 21239.66 | 28320 | L3 | 275 | LB | US
CPY-375-00-2-0280 | CPY-375-00-2-0280 | 375 Cyl, no Solenoid, NOVEC 1230, 280lb | 21480.39 | 28641 | L3 | 280 | LB | US
CPY-375-00-2-0285 | CPY-375-00-2-0285 | 375 Cyl, no Solenoid, NOVEC 1230, 285lb | 21721.11 | 28961 | L3 | 285 | LB | US
CPY-375-00-2-0290 | CPY-375-00-2-0290 | 375 Cyl, no Solenoid, NOVEC 1230, 290lb | 21961.85 | 29282 | L3 | 290 | LB | US
CPY-375-00-2-0295 | CPY-375-00-2-0295 | 375 Cyl, no Solenoid, NOVEC 1230, 295lb | 22202.57 | 29603 | L3 | 295 | LB | US
CPY-375-00-2-0300 | CPY-375-00-2-0300 | 375 Cyl, no Solenoid, NOVEC 1230, 300lb | 22443.3 | 29924 | L3 | 300 | LB | US
CPY-375-00-2-0305 | CPY-375-00-2-0305 | 375 Cyl, no Solenoid, NOVEC 1230, 305lb | 22684.03 | 30245 | L3 | 305 | LB | US
CPY-375-00-2-0310 | CPY-375-00-2-0310 | 375 Cyl, no Solenoid, NOVEC 1230, 310lb | 22924.75 | 30566 | L3 | 310 | LB | US
CPY-375-00-2-0315 | CPY-375-00-2-0315 | 375 Cyl, no Solenoid, NOVEC 1230, 315lb | 23165.48 | 30887 | L3 | 315 | LB | US
CPY-375-00-2-0320 | CPY-375-00-2-0320 | 375 Cyl, no Solenoid, NOVEC 1230, 320lb | 23406.2 | 31208 | L3 | 320 | LB | US
CPY-375-00-2-0325 | CPY-375-00-2-0325 | 375 Cyl, no Solenoid, NOVEC 1230, 325lb | 23646.94 | 31529 | L3 | 325 | LB | US
CPY-375-00-2-0330 | CPY-375-00-2-0330 | 375 Cyl, no Solenoid, NOVEC 1230, 330lb | 23887.66 | 31850 | L3 | 330 | LB | US
CPY-375-00-2-0335 | CPY-375-00-2-0335 | 375 Cyl, no Solenoid, NOVEC 1230, 335lb | 24128.39 | 32171 | L3 | 335 | LB | US
CPY-375-00-2-0340 | CPY-375-00-2-0340 | 375 Cyl, no Solenoid, NOVEC 1230, 340lb | 24369.12 | 32492 | L3 | 340 | LB | US
CPY-375-00-2-0345 | CPY-375-00-2-0345 | 375 Cyl, no Solenoid, NOVEC 1230, 345lb | 24609.84 | 32813 | L3 | 345 | LB | US
CPY-375-00-2-0350 | CPY-375-00-2-0350 | 375 Cyl, no Solenoid, NOVEC 1230, 350lb | 24850.56 | 33134 | L3 | 350 | LB | US
CPY-375-00-2-0355 | CPY-375-00-2-0355 | 375 Cyl, no Solenoid, NOVEC 1230, 355lb | 25091.29 | 33455 | L3 | 355 | LB | US
CPY-375-00-2-0360 | CPY-375-00-2-0360 | 375 Cyl, no Solenoid, NOVEC 1230, 360lb | 25332.03 | 33776 | L3 | 360 | LB | US
CPY-375-00-2-0365 | CPY-375-00-2-0365 | 375 Cyl, no Solenoid, NOVEC 1230, 365lb | 25572.75 | 34097 | L3 | 365 | LB | US
CPY-375-00-2-0370 | CPY-375-00-2-0370 | 375 Cyl, no Solenoid, NOVEC 1230, 370lb | 25813.47 | 34418 | L3 | 370 | LB | US
CPY-375-00-2-0375 | CPY-375-00-2-0375 | 375 Cyl, no Solenoid, NOVEC 1230, 375lb | 26054.21 | 34739 | L3 | 375 | LB | US
CPY-375-00-3-0163 | CPY-375-00-3-0163 | 375 Cyl, no Solenoid, HFC-227ea, 163lb | 16275.55 | 21701 | L3 | 163 | LB | US
CPY-375-00-3-0165 | CPY-375-00-3-0165 | 375 Cyl, no Solenoid, HFC-227ea, 165lb | 16375.17 | 21834 | L3 | 165 | LB | US
CPY-375-00-3-0170 | CPY-375-00-3-0170 | 375 Cyl, no Solenoid, HFC-227ea, 170lb | 16624.22 | 22166 | L3 | 170 | LB | US
CPY-375-00-3-0175 | CPY-375-00-3-0175 | 375 Cyl, no Solenoid, HFC-227ea, 175lb | 16873.26 | 22498 | L3 | 175 | LB | US
CPY-375-00-3-0180 | CPY-375-00-3-0180 | 375 Cyl, no Solenoid, HFC-227ea, 180lb | 17122.3 | 22830 | L3 | 180 | LB | US
CPY-375-00-3-0185 | CPY-375-00-3-0185 | 375 Cyl, no Solenoid, HFC-227ea, 185lb | 17371.35 | 23162 | L3 | 185 | LB | US
CPY-375-00-3-0190 | CPY-375-00-3-0190 | 375 Cyl, no Solenoid, HFC-227ea, 190lb | 17620.41 | 23494 | L3 | 190 | LB | US
CPY-375-00-3-0195 | CPY-375-00-3-0195 | 375 Cyl, no Solenoid, HFC-227ea, 195lb | 17869.47 | 23826 | L3 | 195 | LB | US
CPY-375-00-3-0200 | CPY-375-00-3-0200 | 375 Cyl, no Solenoid, HFC-227ea, 200lb | 18118.51 | 24158 | L3 | 200 | LB | US
CPY-375-00-3-0205 | CPY-375-00-3-0205 | 375 Cyl, no Solenoid, HFC-227ea, 205lb | 18367.57 | 24490 | L3 | 205 | LB | US
CPY-375-00-3-0210 | CPY-375-00-3-0210 | 375 Cyl, no Solenoid, HFC-227ea, 210lb | 18616.61 | 24822 | L3 | 210 | LB | US
CPY-375-00-3-0215 | CPY-375-00-3-0215 | 375 Cyl, no Solenoid, HFC-227ea, 215lb | 18865.64 | 25154 | L3 | 215 | LB | US
CPY-375-00-3-0220 | CPY-375-00-3-0220 | 375 Cyl, no Solenoid, HFC-227ea, 220lb | 19114.7 | 25486 | L3 | 220 | LB | US
CPY-375-00-3-0225 | CPY-375-00-3-0225 | 375 Cyl, no Solenoid, HFC-227ea, 225lb | 19363.75 | 25818 | L3 | 225 | LB | US
CPY-375-00-3-0230 | CPY-375-00-3-0230 | 375 Cyl, no Solenoid, HFC-227ea, 230lb | 19612.82 | 26150 | L3 | 230 | LB | US
CPY-375-00-3-0235 | CPY-375-00-3-0235 | 375 Cyl, no Solenoid, HFC-227ea, 235lb | 19861.86 | 26482 | L3 | 235 | LB | US
CPY-375-00-3-0240 | CPY-375-00-3-0240 | 375 Cyl, no Solenoid, HFC-227ea, 240lb | 20110.91 | 26815 | L3 | 240 | LB | US
CPY-375-00-3-0245 | CPY-375-00-3-0245 | 375 Cyl, no Solenoid, HFC-227ea, 245lb | 20359.95 | 27147 | L3 | 245 | LB | US
CPY-375-00-3-0250 | CPY-375-00-3-0250 | 375 Cyl, no Solenoid, HFC-227ea, 250lb | 20608.99 | 27479 | L3 | 250 | LB | US
CPY-375-00-3-0255 | CPY-375-00-3-0255 | 375 Cyl, no Solenoid, HFC-227ea, 255lb | 20858.05 | 27811 | L3 | 255 | LB | US
CPY-375-00-3-0260 | CPY-375-00-3-0260 | 375 Cyl, no Solenoid, HFC-227ea, 260lb | 21107.1 | 28143 | L3 | 260 | LB | US
CPY-375-00-3-0265 | CPY-375-00-3-0265 | 375 Cyl, no Solenoid, HFC-227ea, 265lb | 21356.16 | 28475 | L3 | 265 | LB | US
CPY-375-00-3-0270 | CPY-375-00-3-0270 | 375 Cyl, no Solenoid, HFC-227ea, 270lb | 21605.21 | 28807 | L3 | 270 | LB | US
CPY-375-00-3-0275 | CPY-375-00-3-0275 | 375 Cyl, no Solenoid, HFC-227ea, 275lb | 21854.26 | 29139 | L3 | 275 | LB | US
CPY-375-00-3-0280 | CPY-375-00-3-0280 | 375 Cyl, no Solenoid, HFC-227ea, 280lb | 22103.3 | 29471 | L3 | 280 | LB | US
CPY-375-00-3-0285 | CPY-375-00-3-0285 | 375 Cyl, no Solenoid, HFC-227ea, 285lb | 22352.34 | 29803 | L3 | 285 | LB | US
CPY-375-00-3-0290 | CPY-375-00-3-0290 | 375 Cyl, no Solenoid, HFC-227ea, 290lb | 22601.39 | 30135 | L3 | 290 | LB | US
CPY-375-00-3-0295 | CPY-375-00-3-0295 | 375 Cyl, no Solenoid, HFC-227ea, 295lb | 22850.45 | 30467 | L3 | 295 | LB | US
CPY-375-00-3-0300 | CPY-375-00-3-0300 | 375 Cyl, no Solenoid, HFC-227ea, 300lb | 23099.51 | 30799 | L3 | 300 | LB | US
CPY-375-00-3-0305 | CPY-375-00-3-0305 | 375 Cyl, no Solenoid, HFC-227ea, 305lb | 23348.56 | 31131 | L3 | 305 | LB | US
CPY-375-00-3-0310 | CPY-375-00-3-0310 | 375 Cyl, no Solenoid, HFC-227ea, 310lb | 23597.6 | 31463 | L3 | 310 | LB | US
CPY-375-00-3-0315 | CPY-375-00-3-0315 | 375 Cyl, no Solenoid, HFC-227ea, 315lb | 23846.64 | 31796 | L3 | 315 | LB | US
CPY-375-00-3-0320 | CPY-375-00-3-0320 | 375 Cyl, no Solenoid, HFC-227ea, 320lb | 24095.69 | 32128 | L3 | 320 | LB | US
CPY-375-00-3-0325 | CPY-375-00-3-0325 | 375 Cyl, no Solenoid, HFC-227ea, 325lb | 24344.74 | 32460 | L3 | 325 | LB | US
CPY-375-00-3-0330 | CPY-375-00-3-0330 | 375 Cyl, no Solenoid, HFC-227ea, 330lb | 24593.79 | 32792 | L3 | 330 | LB | US
CPY-375-00-3-0335 | CPY-375-00-3-0335 | 375 Cyl, no Solenoid, HFC-227ea, 335lb | 24842.86 | 33124 | L3 | 335 | LB | US
CPY-375-00-3-0340 | CPY-375-00-3-0340 | 375 Cyl, no Solenoid, HFC-227ea, 340lb | 25091.89 | 33456 | L3 | 340 | LB | US
CPY-375-00-3-0345 | CPY-375-00-3-0345 | 375 Cyl, no Solenoid, HFC-227ea, 345lb | 25340.95 | 33788 | L3 | 345 | LB | US
CPY-375-00-3-0350 | CPY-375-00-3-0350 | 375 Cyl, no Solenoid, HFC-227ea, 350lb | 25589.99 | 34120 | L3 | 350 | LB | US
CPY-375-00-3-0355 | CPY-375-00-3-0355 | 375 Cyl, no Solenoid, HFC-227ea, 355lb | 25839.03 | 34452 | L3 | 355 | LB | US
CPY-375-00-3-0360 | CPY-375-00-3-0360 | 375 Cyl, no Solenoid, HFC-227ea, 360lb | 26088.09 | 34784 | L3 | 360 | LB | US
CPY-375-00-3-0365 | CPY-375-00-3-0365 | 375 Cyl, no Solenoid, HFC-227ea, 365lb | 26337.14 | 35116 | L3 | 365 | LB | US
CPY-375-00-3-0370 | CPY-375-00-3-0370 | 375 Cyl, no Solenoid, HFC-227ea, 370lb | 26586.21 | 35448 | L3 | 370 | LB | US
CPY-375-00-3-0375 | CPY-375-00-3-0375 | 375 Cyl, no Solenoid, HFC-227ea, 375lb | 26835.24 | 35780 | L3 | 375 | LB | US
CPY-560-00-2-0241 | CPY-560-00-2-0241 | 560 Cyl, no Solenoid, NOVEC 1230, 241lb | 21044.35 | 28059 | L3 | 241 | LB | US
CPY-560-00-2-0245 | CPY-560-00-2-0245 | 560 Cyl, no Solenoid, NOVEC 1230, 245lb | 21236.93 | 28316 | L3 | 245 | LB | US
CPY-560-00-2-0250 | CPY-560-00-2-0250 | 560 Cyl, no Solenoid, NOVEC 1230, 250lb | 21477.65 | 28637 | L3 | 250 | LB | US
CPY-560-00-2-0255 | CPY-560-00-2-0255 | 560 Cyl, no Solenoid, NOVEC 1230, 255b | 21718.38 | 28958 | L3 | 255 | LB | US
CPY-560-00-2-0260 | CPY-560-00-2-0260 | 560 Cyl, no Solenoid, NOVEC 1230, 260lb | 21959.12 | 29279 | L3 | 260 | LB | US
CPY-560-00-2-0265 | CPY-560-00-2-0265 | 560 Cyl, no Solenoid, NOVEC 1230, 265lb | 22199.84 | 29600 | L3 | 265 | LB | US
CPY-560-00-2-0270 | CPY-560-00-2-0270 | 560 Cyl, no Solenoid, NOVEC 1230, 270lb | 22440.57 | 29921 | L3 | 270 | LB | US
CPY-560-00-2-0275 | CPY-560-00-2-0275 | 560 Cyl, no Solenoid, NOVEC 1230, 275lb | 22681.29 | 30242 | L3 | 275 | LB | US
CPY-560-00-2-0280 | CPY-560-00-2-0280 | 560 Cyl, no Solenoid, NOVEC 1230, 280lb | 22922.02 | 30563 | L3 | 280 | LB | US
CPY-560-00-2-0285 | CPY-560-00-2-0285 | 560 Cyl, no Solenoid, NOVEC 1230, 285lb | 23162.74 | 30884 | L3 | 285 | LB | US
CPY-560-00-2-0290 | CPY-560-00-2-0290 | 560 Cyl, no Solenoid, NOVEC 1230, 290lb | 23403.47 | 31205 | L3 | 290 | LB | US
CPY-560-00-2-0295 | CPY-560-00-2-0295 | 560 Cyl, no Solenoid, NOVEC 1230, 295lb | 23644.21 | 31526 | L3 | 295 | LB | US
CPY-560-00-2-0300 | CPY-560-00-2-0300 | 560 Cyl, no Solenoid, NOVEC 1230, 300lb | 23884.93 | 31847 | L3 | 300 | LB | US
CPY-560-00-2-0305 | CPY-560-00-2-0305 | 560 Cyl, no Solenoid, NOVEC 1230, 305lb | 24125.65 | 32168 | L3 | 305 | LB | US
CPY-560-00-2-0310 | CPY-560-00-2-0310 | 560 Cyl, no Solenoid, NOVEC 1230, 310lb | 24366.38 | 32489 | L3 | 310 | LB | US
CPY-560-00-2-0315 | CPY-560-00-2-0315 | 560 Cyl, no Solenoid, NOVEC 1230, 315lb | 24607.11 | 32809 | L3 | 315 | LB | US
CPY-560-00-2-0320 | CPY-560-00-2-0320 | 560 Cyl, no Solenoid, NOVEC 1230, 320lb | 24847.83 | 33130 | L3 | 320 | LB | US
CPY-560-00-2-0325 | CPY-560-00-2-0325 | 560 Cyl, no Solenoid, NOVEC 1230, 325lb | 25088.55 | 33451 | L3 | 325 | LB | US
CPY-560-00-2-0330 | CPY-560-00-2-0330 | 560 Cyl, no Solenoid, NOVEC 1230, 330lb | 25329.3 | 33772 | L3 | 330 | LB | US
CPY-560-00-2-0335 | CPY-560-00-2-0335 | 560 Cyl, no Solenoid, NOVEC 1230, 335lb | 25570.02 | 34093 | L3 | 335 | LB | US
CPY-560-00-2-0340 | CPY-560-00-2-0340 | 560 Cyl, no Solenoid, NOVEC 1230, 340lb | 25810.74 | 34414 | L3 | 340 | LB | US
CPY-560-00-2-0345 | CPY-560-00-2-0345 | 560 Cyl, no Solenoid, NOVEC 1230, 345lb | 26051.47 | 34735 | L3 | 345 | LB | US
CPY-560-00-2-0350 | CPY-560-00-2-0350 | 560 Cyl, no Solenoid, NOVEC 1230, 350lb | 26292.2 | 35056 | L3 | 350 | LB | US
CPY-560-00-2-0355 | CPY-560-00-2-0355 | 560 Cyl, no Solenoid, NOVEC 1230, 355lb | 26532.92 | 35377 | L3 | 355 | LB | US
CPY-560-00-2-0360 | CPY-560-00-2-0360 | 560 Cyl, no Solenoid, NOVEC 1230, 360lb | 26773.64 | 35698 | L3 | 360 | LB | US
CPY-560-00-2-0365 | CPY-560-00-2-0365 | 560 Cyl, no Solenoid, NOVEC 1230, 365lb | 27014.39 | 36019 | L3 | 365 | LB | US
CPY-560-00-2-0370 | CPY-560-00-2-0370 | 560 Cyl, no Solenoid, NOVEC 1230, 370lb | 27255.11 | 36340 | L3 | 370 | LB | US
CPY-560-00-2-0375 | CPY-560-00-2-0375 | 560 Cyl, no Solenoid, NOVEC 1230, 375lb | 27495.83 | 36661 | L3 | 375 | LB | US
CPY-560-00-2-0380 | CPY-560-00-2-0380 | 560 Cyl, no Solenoid, NOVEC 1230, 380lb | 27736.55 | 36982 | L3 | 380 | LB | US
CPY-560-00-2-0385 | CPY-560-00-2-0385 | 560 Cyl, no Solenoid, NOVEC 1230, 385lb | 27977.29 | 37303 | L3 | 385 | LB | US
CPY-560-00-2-0390 | CPY-560-00-2-0390 | 560 Cyl, no Solenoid, NOVEC 1230, 390lb | 28218.01 | 37624 | L3 | 390 | LB | US
CPY-560-00-2-0395 | CPY-560-00-2-0395 | 560 Cyl, no Solenoid, NOVEC 1230, 395lb | 28458.74 | 37945 | L3 | 395 | LB | US
CPY-560-00-2-0400 | CPY-560-00-2-0400 | 560 Cyl, no Solenoid, NOVEC 1230, 400lb | 28699.47 | 38266 | L3 | 400 | LB | US
CPY-560-00-2-0405 | CPY-560-00-2-0405 | 560 Cyl, no Solenoid, NOVEC 1230, 405lb | 28940.2 | 38587 | L3 | 405 | LB | US
CPY-560-00-2-0410 | CPY-560-00-2-0410 | 560 Cyl, no Solenoid, NOVEC 1230, 410lb | 29180.92 | 38908 | L3 | 410 | LB | US
CPY-560-00-2-0415 | CPY-560-00-2-0415 | 560 Cyl, no Solenoid, NOVEC 1230, 415lb | 29421.64 | 39229 | L3 | 415 | LB | US
CPY-560-00-2-0420 | CPY-560-00-2-0420 | 560 Cyl, no Solenoid, NOVEC 1230, 420lb | 29662.38 | 39550 | L3 | 420 | LB | US
CPY-560-00-2-0425 | CPY-560-00-2-0425 | 560 Cyl, no Solenoid, NOVEC 1230, 425lb | 29903.1 | 39871 | L3 | 425 | LB | US
CPY-560-00-2-0430 | CPY-560-00-2-0430 | 560 Cyl, no Solenoid, NOVEC 1230, 430lb | 30143.83 | 40192 | L3 | 430 | LB | US
CPY-560-00-2-0435 | CPY-560-00-2-0435 | 560 Cyl, no Solenoid, NOVEC 1230, 435lb | 30384.56 | 40513 | L3 | 435 | LB | US
CPY-560-00-2-0440 | CPY-560-00-2-0440 | 560 Cyl, no Solenoid, NOVEC 1230, 440lb | 30625.29 | 40834 | L3 | 440 | LB | US
CPY-560-00-2-0445 | CPY-560-00-2-0445 | 560 Cyl, no Solenoid, NOVEC 1230, 445lb | 30866.01 | 41155 | L3 | 445 | LB | US
CPY-560-00-2-0450 | CPY-560-00-2-0450 | 560 Cyl, no Solenoid, NOVEC 1230, 450lb | 31106.73 | 41476 | L3 | 450 | LB | US
CPY-560-00-2-0455 | CPY-560-00-2-0455 | 560 Cyl, no Solenoid, NOVEC 1230, 455lb | 31347.46 | 41797 | L3 | 455 | LB | US
CPY-560-00-2-0460 | CPY-560-00-2-0460 | 560 Cyl, no Solenoid, NOVEC 1230, 460lb | 31588.19 | 42118 | L3 | 460 | LB | US
CPY-560-00-2-0465 | CPY-560-00-2-0465 | 560 Cyl, no Solenoid, NOVEC 1230, 465lb | 31828.92 | 42439 | L3 | 465 | LB | US
CPY-560-00-2-0470 | CPY-560-00-2-0470 | 560 Cyl, no Solenoid, NOVEC 1230, 470lb | 32069.65 | 42760 | L3 | 470 | LB | US
CPY-560-00-2-0475 | CPY-560-00-2-0475 | 560 Cyl, no Solenoid, NOVEC 1230, 475lb | 32310.37 | 43080 | L3 | 475 | LB | US
CPY-560-00-2-0480 | CPY-560-00-2-0480 | 560 Cyl, no Solenoid, NOVEC 1230, 480lb | 32551.1 | 43401 | L3 | 480 | LB | US
CPY-560-00-2-0485 | CPY-560-00-2-0485 | 560 Cyl, no Solenoid, NOVEC 1230, 485lb | 32791.82 | 43722 | L3 | 485 | LB | US
CPY-560-00-2-0490 | CPY-560-00-2-0490 | 560 Cyl, no Solenoid, NOVEC 1230, 490lb | 33032.55 | 44043 | L3 | 490 | LB | US
CPY-560-00-2-0495 | CPY-560-00-2-0495 | 560 Cyl, no Solenoid, NOVEC 1230, 495lb | 33273.27 | 44364 | L3 | 495 | LB | US
CPY-560-00-2-0500 | CPY-560-00-2-0500 | 560 Cyl, no Solenoid, NOVEC 1230, 500lb | 33514.01 | 44685 | L3 | 500 | LB | US
CPY-560-00-2-0505 | CPY-560-00-2-0505 | 560 Cyl, no Solenoid, NOVEC 1230, 505lb | 33754.74 | 45006 | L3 | 505 | LB | US
CPY-560-00-2-0510 | CPY-560-00-2-0510 | 560 Cyl, no Solenoid, NOVEC 1230, 510lb | 33995.46 | 45327 | L3 | 510 | LB | US
CPY-560-00-2-0515 | CPY-560-00-2-0515 | 560 Cyl, no Solenoid, NOVEC 1230, 515lb | 34236.19 | 45648 | L3 | 515 | LB | US
CPY-560-00-2-0520 | CPY-560-00-2-0520 | 560 Cyl, no Solenoid, NOVEC 1230, 520lb | 34476.91 | 45969 | L3 | 520 | LB | US
CPY-560-00-2-0525 | CPY-560-00-2-0525 | 560 Cyl, no Solenoid, NOVEC 1230, 525lb | 34717.64 | 46290 | L3 | 525 | LB | US
CPY-560-00-2-0530 | CPY-560-00-2-0530 | 560 Cyl, no Solenoid, NOVEC 1230, 530lb | 34958.36 | 46611 | L3 | 530 | LB | US
CPY-560-00-2-0535 | CPY-560-00-2-0535 | 560 Cyl, no Solenoid, NOVEC 1230, 535lb | 35199.1 | 46932 | L3 | 535 | LB | US
CPY-560-00-2-0540 | CPY-560-00-2-0540 | 560 Cyl, no Solenoid, NOVEC 1230, 540lb | 35439.83 | 47253 | L3 | 540 | LB | US
CPY-560-00-2-0545 | CPY-560-00-2-0545 | 560 Cyl, no Solenoid, NOVEC 1230, 545lb | 35680.55 | 47574 | L3 | 545 | LB | US
CPY-560-00-2-0550 | CPY-560-00-2-0550 | 560 Cyl, no Solenoid, NOVEC 1230, 550lb | 35921.27 | 47895 | L3 | 550 | LB | US
CPY-560-00-2-0555 | CPY-560-00-2-0555 | 560 Cyl, no Solenoid, NOVEC 1230, 555lb | 36162 | 48216 | L3 | 555 | LB | US
CPY-560-00-2-0560 | CPY-560-00-2-0560 | 560 Cyl, no Solenoid, NOVEC 1230, 560lb | 36402.73 | 48537 | L3 | 560 | LB | US
CPY-560-00-3-0241 | CPY-560-00-3-0241 | 560 Cyl, no Solenoid, HFC-227ea, 241lb | 21630.61 | 28841 | L3 | 241 | LB | US
CPY-560-00-3-0245 | CPY-560-00-3-0245 | 560 Cyl, no Solenoid, HFC-227ea, 245lb | 21829.86 | 29106 | L3 | 245 | LB | US
CPY-560-00-3-0250 | CPY-560-00-3-0250 | 560 Cyl, no Solenoid, HFC-227ea, 250lb | 22078.89 | 29439 | L3 | 250 | LB | US
CPY-560-00-3-0255 | CPY-560-00-3-0255 | 560 Cyl, no Solenoid, HFC-227ea, 255b | 22327.95 | 29771 | L3 | 255 | LB | US
CPY-560-00-3-0260 | CPY-560-00-3-0260 | 560 Cyl, no Solenoid, HFC-227ea, 260lb | 22576.99 | 30103 | L3 | 260 | LB | US
CPY-560-00-3-0265 | CPY-560-00-3-0265 | 560 Cyl, no Solenoid, HFC-227ea, 265lb | 22826.05 | 30435 | L3 | 265 | LB | US
CPY-560-00-3-0270 | CPY-560-00-3-0270 | 560 Cyl, no Solenoid, HFC-227ea, 270lb | 23075.09 | 30767 | L3 | 270 | LB | US
CPY-560-00-3-0275 | CPY-560-00-3-0275 | 560 Cyl, no Solenoid, HFC-227ea, 275lb | 23324.15 | 31099 | L3 | 275 | LB | US
CPY-560-00-3-0280 | CPY-560-00-3-0280 | 560 Cyl, no Solenoid, HFC-227ea, 280lb | 23573.2 | 31431 | L3 | 280 | LB | US
CPY-560-00-3-0285 | CPY-560-00-3-0285 | 560 Cyl, no Solenoid, HFC-227ea, 285lb | 23822.24 | 31763 | L3 | 285 | LB | US
CPY-560-00-3-0290 | CPY-560-00-3-0290 | 560 Cyl, no Solenoid, HFC-227ea, 290lb | 24071.3 | 32095 | L3 | 290 | LB | US
CPY-560-00-3-0295 | CPY-560-00-3-0295 | 560 Cyl, no Solenoid, HFC-227ea, 295lb | 24320.34 | 32427 | L3 | 295 | LB | US
CPY-560-00-3-0300 | CPY-560-00-3-0300 | 560 Cyl, no Solenoid, HFC-227ea, 300lb | 24569.39 | 32759 | L3 | 300 | LB | US
CPY-560-00-3-0305 | CPY-560-00-3-0305 | 560 Cyl, no Solenoid, HFC-227ea, 305lb | 24818.44 | 33091 | L3 | 305 | LB | US
CPY-560-00-3-0310 | CPY-560-00-3-0310 | 560 Cyl, no Solenoid, HFC-227ea, 310lb | 25067.49 | 33423 | L3 | 310 | LB | US
CPY-560-00-3-0315 | CPY-560-00-3-0315 | 560 Cyl, no Solenoid, HFC-227ea, 315lb | 25316.55 | 33755 | L3 | 315 | LB | US
CPY-560-00-3-0320 | CPY-560-00-3-0320 | 560 Cyl, no Solenoid, HFC-227ea, 320lb | 25565.59 | 34087 | L3 | 320 | LB | US
CPY-560-00-3-0325 | CPY-560-00-3-0325 | 560 Cyl, no Solenoid, HFC-227ea, 325lb | 25814.64 | 34420 | L3 | 325 | LB | US
CPY-560-00-3-0330 | CPY-560-00-3-0330 | 560 Cyl, no Solenoid, HFC-227ea, 330lb | 26063.69 | 34752 | L3 | 330 | LB | US
CPY-560-00-3-0335 | CPY-560-00-3-0335 | 560 Cyl, no Solenoid, HFC-227ea, 335lb | 26312.74 | 35084 | L3 | 335 | LB | US
CPY-560-00-3-0340 | CPY-560-00-3-0340 | 560 Cyl, no Solenoid, HFC-227ea, 340lb | 26561.77 | 35416 | L3 | 340 | LB | US
CPY-560-00-3-0345 | CPY-560-00-3-0345 | 560 Cyl, no Solenoid, HFC-227ea, 345lb | 26810.84 | 35748 | L3 | 345 | LB | US
CPY-560-00-3-0350 | CPY-560-00-3-0350 | 560 Cyl, no Solenoid, HFC-227ea, 350lb | 27059.89 | 36080 | L3 | 350 | LB | US
CPY-560-00-3-0355 | CPY-560-00-3-0355 | 560 Cyl, no Solenoid, HFC-227ea, 355lb | 27308.94 | 36412 | L3 | 355 | LB | US
CPY-560-00-3-0360 | CPY-560-00-3-0360 | 560 Cyl, no Solenoid, HFC-227ea, 360lb | 27557.99 | 36744 | L3 | 360 | LB | US
CPY-560-00-3-0365 | CPY-560-00-3-0365 | 560 Cyl, no Solenoid, HFC-227ea, 365lb | 27807.03 | 37076 | L3 | 365 | LB | US
CPY-560-00-3-0370 | CPY-560-00-3-0370 | 560 Cyl, no Solenoid, HFC-227ea, 370lb | 28056.09 | 37408 | L3 | 370 | LB | US
CPY-560-00-3-0375 | CPY-560-00-3-0375 | 560 Cyl, no Solenoid, HFC-227ea, 375lb | 28305.12 | 37740 | L3 | 375 | LB | US
CPY-560-00-3-0380 | CPY-560-00-3-0380 | 560 Cyl, no Solenoid, HFC-227ea, 380lb | 28554.19 | 38072 | L3 | 380 | LB | US
CPY-560-00-3-0385 | CPY-560-00-3-0385 | 560 Cyl, no Solenoid, HFC-227ea, 385lb | 28803.24 | 38404 | L3 | 385 | LB | US
CPY-560-00-3-0390 | CPY-560-00-3-0390 | 560 Cyl, no Solenoid, HFC-227ea, 390lb | 29052.28 | 38736 | L3 | 390 | LB | US
CPY-560-00-3-0395 | CPY-560-00-3-0395 | 560 Cyl, no Solenoid, HFC-227ea, 395lb | 29301.34 | 39068 | L3 | 395 | LB | US
CPY-560-00-3-0400 | CPY-560-00-3-0400 | 560 Cyl, no Solenoid, HFC-227ea, 400lb | 29550.38 | 39401 | L3 | 400 | LB | US
CPY-560-00-3-0405 | CPY-560-00-3-0405 | 560 Cyl, no Solenoid, HFC-227ea, 405lb | 29799.42 | 39733 | L3 | 405 | LB | US
CPY-560-00-3-0410 | CPY-560-00-3-0410 | 560 Cyl, no Solenoid, HFC-227ea, 410lb | 30048.47 | 40065 | L3 | 410 | LB | US
CPY-560-00-3-0415 | CPY-560-00-3-0415 | 560 Cyl, no Solenoid, HFC-227ea, 415lb | 30297.53 | 40397 | L3 | 415 | LB | US
CPY-560-00-3-0420 | CPY-560-00-3-0420 | 560 Cyl, no Solenoid, HFC-227ea, 420lb | 30546.59 | 40729 | L3 | 420 | LB | US
CPY-560-00-3-0425 | CPY-560-00-3-0425 | 560 Cyl, no Solenoid, HFC-227ea, 425lb | 30795.63 | 41061 | L3 | 425 | LB | US
CPY-560-00-3-0430 | CPY-560-00-3-0430 | 560 Cyl, no Solenoid, HFC-227ea, 430lb | 31044.68 | 41393 | L3 | 430 | LB | US
CPY-560-00-3-0435 | CPY-560-00-3-0435 | 560 Cyl, no Solenoid, HFC-227ea, 435lb | 31293.72 | 41725 | L3 | 435 | LB | US
CPY-560-00-3-0440 | CPY-560-00-3-0440 | 560 Cyl, no Solenoid, HFC-227ea, 440lb | 31542.77 | 42057 | L3 | 440 | LB | US
CPY-560-00-3-0445 | CPY-560-00-3-0445 | 560 Cyl, no Solenoid, HFC-227ea, 445lb | 31791.82 | 42389 | L3 | 445 | LB | US
CPY-560-00-3-0450 | CPY-560-00-3-0450 | 560 Cyl, no Solenoid, HFC-227ea, 450lb | 32040.88 | 42721 | L3 | 450 | LB | US
CPY-560-00-3-0455 | CPY-560-00-3-0455 | 560 Cyl, no Solenoid, HFC-227ea, 455lb | 32289.93 | 43053 | L3 | 455 | LB | US
CPY-560-00-3-0460 | CPY-560-00-3-0460 | 560 Cyl, no Solenoid, HFC-227ea, 460lb | 32538.98 | 43385 | L3 | 460 | LB | US
CPY-560-00-3-0465 | CPY-560-00-3-0465 | 560 Cyl, no Solenoid, HFC-227ea, 465lb | 32788.03 | 43717 | L3 | 465 | LB | US
CPY-560-00-3-0470 | CPY-560-00-3-0470 | 560 Cyl, no Solenoid, HFC-227ea, 470lb | 33037.06 | 44049 | L3 | 470 | LB | US
CPY-560-00-3-0475 | CPY-560-00-3-0475 | 560 Cyl, no Solenoid, HFC-227ea, 475lb | 33286.12 | 44381 | L3 | 475 | LB | US
CPY-560-00-3-0480 | CPY-560-00-3-0480 | 560 Cyl, no Solenoid, HFC-227ea, 480lb | 33535.16 | 44714 | L3 | 480 | LB | US
CPY-560-00-3-0485 | CPY-560-00-3-0485 | 560 Cyl, no Solenoid, HFC-227ea, 485lb | 33784.23 | 45046 | L3 | 485 | LB | US
CPY-560-00-3-0490 | CPY-560-00-3-0490 | 560 Cyl, no Solenoid, HFC-227ea, 490lb | 34033.28 | 45378 | L3 | 490 | LB | US
CPY-560-00-3-0495 | CPY-560-00-3-0495 | 560 Cyl, no Solenoid, HFC-227ea, 495lb | 34282.32 | 45710 | L3 | 495 | LB | US
CPY-560-00-3-0500 | CPY-560-00-3-0500 | 560 Cyl, no Solenoid, HFC-227ea, 500lb | 34531.37 | 46042 | L3 | 500 | LB | US
CPY-560-00-3-0505 | CPY-560-00-3-0505 | 560 Cyl, no Solenoid, HFC-227ea, 505lb | 34780.41 | 46374 | L3 | 505 | LB | US
CPY-560-00-3-0510 | CPY-560-00-3-0510 | 560 Cyl, no Solenoid, HFC-227ea, 510lb | 35029.47 | 46706 | L3 | 510 | LB | US
CPY-560-00-3-0515 | CPY-560-00-3-0515 | 560 Cyl, no Solenoid, HFC-227ea, 515lb | 35278.51 | 47038 | L3 | 515 | LB | US
CPY-560-00-3-0520 | CPY-560-00-3-0520 | 560 Cyl, no Solenoid, HFC-227ea, 520lb | 35527.57 | 47370 | L3 | 520 | LB | US
CPY-560-00-3-0525 | CPY-560-00-3-0525 | 560 Cyl, no Solenoid, HFC-227ea, 525lb | 35776.63 | 47702 | L3 | 525 | LB | US
CPY-560-00-3-0530 | CPY-560-00-3-0530 | 560 Cyl, no Solenoid, HFC-227ea, 530lb | 36025.66 | 48034 | L3 | 530 | LB | US
CPY-560-00-3-0535 | CPY-560-00-3-0535 | 560 Cyl, no Solenoid, HFC-227ea, 535lb | 36274.72 | 48366 | L3 | 535 | LB | US
CPY-560-00-3-0540 | CPY-560-00-3-0540 | 560 Cyl, no Solenoid, HFC-227ea, 540lb | 36523.76 | 48698 | L3 | 540 | LB | US
CPY-560-00-3-0545 | CPY-560-00-3-0545 | 560 Cyl, no Solenoid, HFC-227ea, 545lb | 36772.81 | 49030 | L3 | 545 | LB | US
CPY-560-00-3-0550 | CPY-560-00-3-0550 | 560 Cyl, no Solenoid, HFC-227ea, 550lb | 37021.86 | 49362 | L3 | 550 | LB | US
CPY-560-00-3-0555 | CPY-560-00-3-0555 | 560 Cyl, no Solenoid, HFC-227ea, 555lb | 37270.92 | 49695 | L3 | 555 | LB | US
CPY-560-00-3-0560 | CPY-560-00-3-0560 | 560 Cyl, no Solenoid, HFC-227ea, 560lb | 37519.96 | 50027 | L3 | 560 | LB | US
CPY-70-00-2-0031 | CPY-70-00-2-0031 | 70 Cyl, no Solenoid, NOVEC 1230, 31lb | 5226.66 | 6969 | L3 | 31 | LB | US
CPY-70-00-2-0032 | CPY-70-00-2-0032 | 70 Cyl, no Solenoid, NOVEC 1230, 32lb | 5274.82 | 7033 | L3 | 32 | LB | US
CPY-70-00-2-0033 | CPY-70-00-2-0033 | 70 Cyl, no Solenoid, NOVEC 1230, 33lb | 5322.96 | 7097 | L3 | 33 | LB | US
CPY-70-00-2-0034 | CPY-70-00-2-0034 | 70 Cyl, no Solenoid, NOVEC 1230, 34lb | 5371.11 | 7161 | L3 | 34 | LB | US
CPY-70-00-2-0035 | CPY-70-00-2-0035 | 70 Cyl, no Solenoid, NOVEC 1230, 35lb | 5419.26 | 7226 | L3 | 35 | LB | US
CPY-70-00-2-0036 | CPY-70-00-2-0036 | 70 Cyl, no Solenoid, NOVEC 1230, 36lb | 5467.38 | 7290 | L3 | 36 | LB | US
CPY-70-00-2-0037 | CPY-70-00-2-0037 | 70 Cyl, no Solenoid, NOVEC 1230, 37lb | 5515.54 | 7354 | L3 | 37 | LB | US
CPY-70-00-2-0038 | CPY-70-00-2-0038 | 70 Cyl, no Solenoid, NOVEC 1230, 38lb | 5563.68 | 7418 | L3 | 38 | LB | US
CPY-70-00-2-0039 | CPY-70-00-2-0039 | 70 Cyl, no Solenoid, NOVEC 1230, 39lb | 5611.83 | 7482 | L3 | 39 | LB | US
CPY-70-00-2-0040 | CPY-70-00-2-0040 | 70 Cyl, no Solenoid, NOVEC 1230, 40lb | 5659.98 | 7547 | L3 | 40 | LB | US
CPY-70-00-2-0041 | CPY-70-00-2-0041 | 70 Cyl, no Solenoid, NOVEC 1230, 41lb | 5708.12 | 7611 | L3 | 41 | LB | US
CPY-70-00-2-0042 | CPY-70-00-2-0042 | 70 Cyl, no Solenoid, NOVEC 1230, 42lb | 5756.27 | 7675 | L3 | 42 | LB | US
CPY-70-00-2-0043 | CPY-70-00-2-0043 | 70 Cyl, no Solenoid, NOVEC 1230, 43lb | 5804.41 | 7739 | L3 | 43 | LB | US
CPY-70-00-2-0044 | CPY-70-00-2-0044 | 70 Cyl, no Solenoid, NOVEC 1230, 44lb | 5852.55 | 7803 | L3 | 44 | LB | US
CPY-70-00-2-0045 | CPY-70-00-2-0045 | 70 Cyl, no Solenoid, NOVEC 1230, 45lb | 5900.69 | 7868 | L3 | 45 | LB | US
CPY-70-00-2-0046 | CPY-70-00-2-0046 | 70 Cyl, no Solenoid, NOVEC 1230, 46lb | 5948.85 | 7932 | L3 | 46 | LB | US
CPY-70-00-2-0047 | CPY-70-00-2-0047 | 70 Cyl, no Solenoid, NOVEC 1230, 47lb | 5996.99 | 7996 | L3 | 47 | LB | US
CPY-70-00-2-0048 | CPY-70-00-2-0048 | 70 Cyl, no Solenoid, NOVEC 1230, 48lb | 6045.14 | 8060 | L3 | 48 | LB | US
CPY-70-00-2-0049 | CPY-70-00-2-0049 | 70 Cyl, no Solenoid, NOVEC 1230, 49lb | 6093.29 | 8124 | L3 | 49 | LB | US
CPY-70-00-2-0050 | CPY-70-00-2-0050 | 70 Cyl, no Solenoid, NOVEC 1230, 50lb | 6141.42 | 8189 | L3 | 50 | LB | US
CPY-70-00-2-0051 | CPY-70-00-2-0051 | 70 Cyl, no Solenoid, NOVEC 1230, 51lb | 6189.57 | 8253 | L3 | 51 | LB | US
CPY-70-00-2-0052 | CPY-70-00-2-0052 | 70 Cyl, no Solenoid, NOVEC 1230, 52lb | 6237.72 | 8317 | L3 | 52 | LB | US
CPY-70-00-2-0053 | CPY-70-00-2-0053 | 70 Cyl, no Solenoid, NOVEC 1230, 53lb | 6285.86 | 8381 | L3 | 53 | LB | US
CPY-70-00-2-0054 | CPY-70-00-2-0054 | 70 Cyl, no Solenoid, NOVEC 1230, 54lb | 6334.02 | 8445 | L3 | 54 | LB | US
CPY-70-00-2-0055 | CPY-70-00-2-0055 | 70 Cyl, no Solenoid, NOVEC 1230, 55lb | 6382.17 | 8510 | L3 | 55 | LB | US
CPY-70-00-2-0056 | CPY-70-00-2-0056 | 70 Cyl, no Solenoid, NOVEC 1230, 56lb | 6430.3 | 8574 | L3 | 56 | LB | US
CPY-70-00-2-0057 | CPY-70-00-2-0057 | 70 Cyl, no Solenoid, NOVEC 1230, 57lb | 6478.44 | 8638 | L3 | 57 | LB | US
CPY-70-00-2-0058 | CPY-70-00-2-0058 | 70 Cyl, no Solenoid, NOVEC 1230, 58lb | 6526.6 | 8702 | L3 | 58 | LB | US
CPY-70-00-2-0059 | CPY-70-00-2-0059 | 70 Cyl, no Solenoid, NOVEC 1230, 59lb | 6574.74 | 8766 | L3 | 59 | LB | US
CPY-70-00-2-0060 | CPY-70-00-2-0060 | 70 Cyl, no Solenoid, NOVEC 1230, 60lb | 6622.89 | 8831 | L3 | 60 | LB | US
CPY-70-00-2-0061 | CPY-70-00-2-0061 | 70 Cyl, no Solenoid, NOVEC 1230, 61lb | 6671.02 | 8895 | L3 | 61 | LB | US
CPY-70-00-2-0062 | CPY-70-00-2-0062 | 70 Cyl, no Solenoid, NOVEC 1230, 62lb | 6719.17 | 8959 | L3 | 62 | LB | US
CPY-70-00-2-0063 | CPY-70-00-2-0063 | 70 Cyl, no Solenoid, NOVEC 1230, 63lb | 6767.33 | 9023 | L3 | 63 | LB | US
CPY-70-00-2-0064 | CPY-70-00-2-0064 | 70 Cyl, no Solenoid, NOVEC 1230, 64lb | 6815.46 | 9087 | L3 | 64 | LB | US
CPY-70-00-2-0065 | CPY-70-00-2-0065 | 70 Cyl, no Solenoid, NOVEC 1230, 65lb | 6863.6 | 9151 | L3 | 65 | LB | US
CPY-70-00-2-0066 | CPY-70-00-2-0066 | 70 Cyl, no Solenoid, NOVEC 1230, 66lb | 6911.75 | 9216 | L3 | 66 | LB | US
CPY-70-00-2-0067 | CPY-70-00-2-0067 | 70 Cyl, no Solenoid, NOVEC 1230, 67lb | 6959.9 | 9280 | L3 | 67 | LB | US
CPY-70-00-2-0068 | CPY-70-00-2-0068 | 70 Cyl, no Solenoid, NOVEC 1230, 68lb | 7008.05 | 9344 | L3 | 68 | LB | US
CPY-70-00-2-0069 | CPY-70-00-2-0069 | 70 Cyl, no Solenoid, NOVEC 1230, 69lb | 7056.2 | 9408 | L3 | 69 | LB | US
CPY-70-00-2-0070 | CPY-70-00-2-0070 | 70 Cyl, no Solenoid, NOVEC 1230, 70lb | 7104.34 | 9472 | L3 | 70 | LB | US
CPY-70-00-3-0031 | CPY-70-00-3-0031 | 70 Cyl, no Solenoid, HFC-227ea, 31lb | 5351.49 | 7135 | L3 | 31 | LB | US
CPY-70-00-3-0032 | CPY-70-00-3-0032 | 70 Cyl, no Solenoid, HFC-227ea, 32lb | 5401.29 | 7202 | L3 | 32 | LB | US
CPY-70-00-3-0033 | CPY-70-00-3-0033 | 70 Cyl, no Solenoid, HFC-227ea, 33lb | 5451.1 | 7268 | L3 | 33 | LB | US
CPY-70-00-3-0034 | CPY-70-00-3-0034 | 70 Cyl, no Solenoid, HFC-227ea, 34lb | 5500.91 | 7335 | L3 | 34 | LB | US
CPY-70-00-3-0035 | CPY-70-00-3-0035 | 70 Cyl, no Solenoid, HFC-227ea, 35lb | 5550.73 | 7401 | L3 | 35 | LB | US
CPY-70-00-3-0036 | CPY-70-00-3-0036 | 70 Cyl, no Solenoid, HFC-227ea, 36lb | 5600.53 | 7467 | L3 | 36 | LB | US
CPY-70-00-3-0037 | CPY-70-00-3-0037 | 70 Cyl, no Solenoid, HFC-227ea, 37lb | 5650.33 | 7534 | L3 | 37 | LB | US
CPY-70-00-3-0038 | CPY-70-00-3-0038 | 70 Cyl, no Solenoid, HFC-227ea, 38lb | 5700.16 | 7600 | L3 | 38 | LB | US
CPY-70-00-3-0039 | CPY-70-00-3-0039 | 70 Cyl, no Solenoid, HFC-227ea, 39lb | 5749.95 | 7667 | L3 | 39 | LB | US
CPY-70-00-3-0040 | CPY-70-00-3-0040 | 70 Cyl, no Solenoid, HFC-227ea, 40lb | 5799.77 | 7733 | L3 | 40 | LB | US
CPY-70-00-3-0041 | CPY-70-00-3-0041 | 70 Cyl, no Solenoid, HFC-227ea, 41lb | 5849.59 | 7799 | L3 | 41 | LB | US
CPY-70-00-3-0042 | CPY-70-00-3-0042 | 70 Cyl, no Solenoid, HFC-227ea, 42lb | 5899.4 | 7866 | L3 | 42 | LB | US
CPY-70-00-3-0043 | CPY-70-00-3-0043 | 70 Cyl, no Solenoid, HFC-227ea, 43lb | 5949.2 | 7932 | L3 | 43 | LB | US
CPY-70-00-3-0044 | CPY-70-00-3-0044 | 70 Cyl, no Solenoid, HFC-227ea, 44lb | 5999.01 | 7999 | L3 | 44 | LB | US
CPY-70-00-3-0045 | CPY-70-00-3-0045 | 70 Cyl, no Solenoid, HFC-227ea, 45lb | 6048.82 | 8065 | L3 | 45 | LB | US
CPY-70-00-3-0046 | CPY-70-00-3-0046 | 70 Cyl, no Solenoid, HFC-227ea, 46lb | 6098.62 | 8131 | L3 | 46 | LB | US
CPY-70-00-3-0047 | CPY-70-00-3-0047 | 70 Cyl, no Solenoid, HFC-227ea, 47lb | 6148.44 | 8198 | L3 | 47 | LB | US
CPY-70-00-3-0048 | CPY-70-00-3-0048 | 70 Cyl, no Solenoid, HFC-227ea, 48lb | 6198.25 | 8264 | L3 | 48 | LB | US
CPY-70-00-3-0049 | CPY-70-00-3-0049 | 70 Cyl, no Solenoid, HFC-227ea, 49lb | 6248.07 | 8331 | L3 | 49 | LB | US
CPY-70-00-3-0050 | CPY-70-00-3-0050 | 70 Cyl, no Solenoid, HFC-227ea, 50lb | 6297.87 | 8397 | L3 | 50 | LB | US
CPY-70-00-3-0051 | CPY-70-00-3-0051 | 70 Cyl, no Solenoid, HFC-227ea, 51lb | 6347.66 | 8464 | L3 | 51 | LB | US
CPY-70-00-3-0052 | CPY-70-00-3-0052 | 70 Cyl, no Solenoid, HFC-227ea, 52lb | 6397.49 | 8530 | L3 | 52 | LB | US
CPY-70-00-3-0053 | CPY-70-00-3-0053 | 70 Cyl, no Solenoid, HFC-227ea, 53lb | 6447.3 | 8596 | L3 | 53 | LB | US
CPY-70-00-3-0054 | CPY-70-00-3-0054 | 70 Cyl, no Solenoid, HFC-227ea, 54lb | 6497.11 | 8663 | L3 | 54 | LB | US
CPY-70-00-3-0055 | CPY-70-00-3-0055 | 70 Cyl, no Solenoid, HFC-227ea, 55lb | 6546.93 | 8729 | L3 | 55 | LB | US
CPY-70-00-3-0056 | CPY-70-00-3-0056 | 70 Cyl, no Solenoid, HFC-227ea, 56lb | 6596.74 | 8796 | L3 | 56 | LB | US
CPY-70-00-3-0057 | CPY-70-00-3-0057 | 70 Cyl, no Solenoid, HFC-227ea, 57lb | 6646.54 | 8862 | L3 | 57 | LB | US
CPY-70-00-3-0058 | CPY-70-00-3-0058 | 70 Cyl, no Solenoid, HFC-227ea, 58lb | 6696.34 | 8928 | L3 | 58 | LB | US
CPY-70-00-3-0059 | CPY-70-00-3-0059 | 70 Cyl, no Solenoid, HFC-227ea, 59lb | 6746.16 | 8995 | L3 | 59 | LB | US
CPY-70-00-3-0060 | CPY-70-00-3-0060 | 70 Cyl, no Solenoid, HFC-227ea, 60lb | 6795.97 | 9061 | L3 | 60 | LB | US
CPY-70-00-3-0061 | CPY-70-00-3-0061 | 70 Cyl, no Solenoid, HFC-227ea, 61lb | 6845.78 | 9128 | L3 | 61 | LB | US
CPY-70-00-3-0062 | CPY-70-00-3-0062 | 70 Cyl, no Solenoid, HFC-227ea, 62lb | 6895.59 | 9194 | L3 | 62 | LB | US
CPY-70-00-3-0063 | CPY-70-00-3-0063 | 70 Cyl, no Solenoid, HFC-227ea, 63lb | 6945.4 | 9261 | L3 | 63 | LB | US
CPY-70-00-3-0064 | CPY-70-00-3-0064 | 70 Cyl, no Solenoid, HFC-227ea, 64lb | 6995.2 | 9327 | L3 | 64 | LB | US
CPY-70-00-3-0065 | CPY-70-00-3-0065 | 70 Cyl, no Solenoid, HFC-227ea, 65lb | 7045 | 9393 | L3 | 65 | LB | US
CPY-70-00-3-0066 | CPY-70-00-3-0066 | 70 Cyl, no Solenoid, HFC-227ea, 66lb | 7094.84 | 9460 | L3 | 66 | LB | US
CPY-70-00-3-0067 | CPY-70-00-3-0067 | 70 Cyl, no Solenoid, HFC-227ea, 67lb | 7144.64 | 9526 | L3 | 67 | LB | US
CPY-70-00-3-0068 | CPY-70-00-3-0068 | 70 Cyl, no Solenoid, HFC-227ea, 68lb | 7194.45 | 9593 | L3 | 68 | LB | US
CPY-70-00-3-0069 | CPY-70-00-3-0069 | 70 Cyl, no Solenoid, HFC-227ea, 69lb | 7244.26 | 9659 | L3 | 69 | LB | US
CPY-70-00-3-0070 | CPY-70-00-3-0070 | 70 Cyl, no Solenoid, HFC-227ea, 70lb | 7294.07 | 9725 | L3 | 70 | LB | US
CPY-900-00-2-0387 | CPY-900-00-2-0387 | 900 Cyl, no Solenoid, NOVEC 1230, 387 lb | 31833.03 | 42444 | L3 | 387 | LB | US
CPY-900-00-2-0390 | CPY-900-00-2-0390 | 900 Cyl, no Solenoid, NOVEC 1230, 390 lb | 31977.46 | 42637 | L3 | 390 | LB | US
CPY-900-00-2-0395 | CPY-900-00-2-0395 | 900 Cyl, no Solenoid, NOVEC 1230, 395 lb | 32218.19 | 42958 | L3 | 395 | LB | US
CPY-900-00-2-0400 | CPY-900-00-2-0400 | 900 Cyl, no Solenoid, NOVEC 1230, 400 lb | 32458.92 | 43279 | L3 | 400 | LB | US
CPY-900-00-2-0405 | CPY-900-00-2-0405 | 900 Cyl, no Solenoid, NOVEC 1230, 405 lb | 32699.64 | 43600 | L3 | 405 | LB | US
CPY-900-00-2-0410 | CPY-900-00-2-0410 | 900 Cyl, no Solenoid, NOVEC 1230, 410 lb | 32940.38 | 43921 | L3 | 410 | LB | US
CPY-900-00-2-0415 | CPY-900-00-2-0415 | 900 Cyl, no Solenoid, NOVEC 1230, 415 lb | 33181.1 | 44241 | L3 | 415 | LB | US
CPY-900-00-2-0420 | CPY-900-00-2-0420 | 900 Cyl, no Solenoid, NOVEC 1230, 420 lb | 33421.82 | 44562 | L3 | 420 | LB | US
CPY-900-00-2-0425 | CPY-900-00-2-0425 | 900 Cyl, no Solenoid, NOVEC 1230, 425 lb | 33662.55 | 44883 | L3 | 425 | LB | US
CPY-900-00-2-0430 | CPY-900-00-2-0430 | 900 Cyl, no Solenoid, NOVEC 1230, 430 lb | 33903.28 | 45204 | L3 | 430 | LB | US
CPY-900-00-2-0435 | CPY-900-00-2-0435 | 900 Cyl, no Solenoid, NOVEC 1230, 435 lb | 34144.01 | 45525 | L3 | 435 | LB | US
CPY-900-00-2-0440 | CPY-900-00-2-0440 | 900 Cyl, no Solenoid, NOVEC 1230, 440 lb | 34384.73 | 45846 | L3 | 440 | LB | US
CPY-900-00-2-0445 | CPY-900-00-2-0445 | 900 Cyl, no Solenoid, NOVEC 1230, 445 lb | 34625.47 | 46167 | L3 | 445 | LB | US
CPY-900-00-2-0450 | CPY-900-00-2-0450 | 900 Cyl, no Solenoid, NOVEC 1230, 450 lb | 34866.19 | 46488 | L3 | 450 | LB | US
CPY-900-00-2-0455 | CPY-900-00-2-0455 | 900 Cyl, no Solenoid, NOVEC 1230, 455 lb | 35106.91 | 46809 | L3 | 455 | LB | US
CPY-900-00-2-0460 | CPY-900-00-2-0460 | 900 Cyl, no Solenoid, NOVEC 1230, 460 lb | 35347.63 | 47130 | L3 | 460 | LB | US
CPY-900-00-2-0465 | CPY-900-00-2-0465 | 900 Cyl, no Solenoid, NOVEC 1230, 465 lb | 35588.37 | 47451 | L3 | 465 | LB | US
CPY-900-00-2-0470 | CPY-900-00-2-0470 | 900 Cyl, no Solenoid, NOVEC 1230, 470 lb | 35829.1 | 47772 | L3 | 470 | LB | US
CPY-900-00-2-0475 | CPY-900-00-2-0475 | 900 Cyl, no Solenoid, NOVEC 1230, 475 lb | 36069.82 | 48093 | L3 | 475 | LB | US
CPY-900-00-2-0480 | CPY-900-00-2-0480 | 900 Cyl, no Solenoid, NOVEC 1230, 480 lb | 36310.55 | 48414 | L3 | 480 | LB | US
CPY-900-00-2-0485 | CPY-900-00-2-0485 | 900 Cyl, no Solenoid, NOVEC 1230, 485 lb | 36551.28 | 48735 | L3 | 485 | LB | US
CPY-900-00-2-0490 | CPY-900-00-2-0490 | 900 Cyl, no Solenoid, NOVEC 1230, 490 lb | 36792 | 49056 | L3 | 490 | LB | US
CPY-900-00-2-0495 | CPY-900-00-2-0495 | 900 Cyl, no Solenoid, NOVEC 1230, 495 lb | 37032.72 | 49377 | L3 | 495 | LB | US
CPY-900-00-2-0500 | CPY-900-00-2-0500 | 900 Cyl, no Solenoid, NOVEC 1230, 500 lb | 37273.46 | 49698 | L3 | 500 | LB | US
CPY-900-00-2-0505 | CPY-900-00-2-0505 | 900 Cyl, no Solenoid, NOVEC 1230, 505 lb | 37514.19 | 50019 | L3 | 505 | LB | US
CPY-900-00-2-0510 | CPY-900-00-2-0510 | 900 Cyl, no Solenoid, NOVEC 1230, 510 lb | 37754.91 | 50340 | L3 | 510 | LB | US
CPY-900-00-2-0515 | CPY-900-00-2-0515 | 900 Cyl, no Solenoid, NOVEC 1230, 515 lb | 37995.64 | 50661 | L3 | 515 | LB | US
CPY-900-00-2-0520 | CPY-900-00-2-0520 | 900 Cyl, no Solenoid, NOVEC 1230, 520 lb | 38236.37 | 50982 | L3 | 520 | LB | US
CPY-900-00-2-0525 | CPY-900-00-2-0525 | 900 Cyl, no Solenoid, NOVEC 1230, 525 lb | 38477.09 | 51303 | L3 | 525 | LB | US
CPY-900-00-2-0530 | CPY-900-00-2-0530 | 900 Cyl, no Solenoid, NOVEC 1230, 530 lb | 38717.81 | 51624 | L3 | 530 | LB | US
CPY-900-00-2-0535 | CPY-900-00-2-0535 | 900 Cyl, no Solenoid, NOVEC 1230, 535 lb | 38958.54 | 51945 | L3 | 535 | LB | US
CPY-900-00-2-0540 | CPY-900-00-2-0540 | 900 Cyl, no Solenoid, NOVEC 1230, 540 lb | 39199.28 | 52266 | L3 | 540 | LB | US
CPY-900-00-2-0545 | CPY-900-00-2-0545 | 900 Cyl, no Solenoid, NOVEC 1230, 545 lb | 39440 | 52587 | L3 | 545 | LB | US
CPY-900-00-2-0550 | CPY-900-00-2-0550 | 900 Cyl, no Solenoid, NOVEC 1230, 550 lb | 39680.73 | 52908 | L3 | 550 | LB | US
CPY-900-00-2-0555 | CPY-900-00-2-0555 | 900 Cyl, no Solenoid, NOVEC 1230, 555 lb | 39921.45 | 53229 | L3 | 555 | LB | US
CPY-900-00-2-0560 | CPY-900-00-2-0560 | 900 Cyl, no Solenoid, NOVEC 1230, 560 lb | 40162.18 | 53550 | L3 | 560 | LB | US
CPY-900-00-2-0565 | CPY-900-00-2-0565 | 900 Cyl, no Solenoid, NOVEC 1230, 565 lb | 40402.9 | 53871 | L3 | 565 | LB | US
CPY-900-00-2-0570 | CPY-900-00-2-0570 | 900 Cyl, no Solenoid, NOVEC 1230, 570 lb | 40643.64 | 54192 | L3 | 570 | LB | US
CPY-900-00-2-0575 | CPY-900-00-2-0575 | 900 Cyl, no Solenoid, NOVEC 1230, 575 lb | 40884.37 | 54512 | L3 | 575 | LB | US
CPY-900-00-2-0580 | CPY-900-00-2-0580 | 900 Cyl, no Solenoid, NOVEC 1230, 580 lb | 41125.09 | 54833 | L3 | 580 | LB | US
CPY-900-00-2-0585 | CPY-900-00-2-0585 | 900 Cyl, no Solenoid, NOVEC 1230, 585 lb | 41365.82 | 55154 | L3 | 585 | LB | US
CPY-900-00-2-0590 | CPY-900-00-2-0590 | 900 Cyl, no Solenoid, NOVEC 1230, 590 lb | 41606.54 | 55475 | L3 | 590 | LB | US
CPY-900-00-2-0595 | CPY-900-00-2-0595 | 900 Cyl, no Solenoid, NOVEC 1230, 595 lb | 41847.27 | 55796 | L3 | 595 | LB | US
CPY-900-00-2-0600 | CPY-900-00-2-0600 | 900 Cyl, no Solenoid, NOVEC 1230, 600 lb | 42087.99 | 56117 | L3 | 600 | LB | US
CPY-900-00-2-0605 | CPY-900-00-2-0605 | 900 Cyl, no Solenoid, NOVEC 1230, 605 lb | 42328.73 | 56438 | L3 | 605 | LB | US
CPY-900-00-2-0610 | CPY-900-00-2-0610 | 900 Cyl, no Solenoid, NOVEC 1230, 610 lb | 42569.45 | 56759 | L3 | 610 | LB | US
CPY-900-00-2-0615 | CPY-900-00-2-0615 | 900 Cyl, no Solenoid, NOVEC 1230, 615 lb | 42810.18 | 57080 | L3 | 615 | LB | US
CPY-900-00-2-0620 | CPY-900-00-2-0620 | 900 Cyl, no Solenoid, NOVEC 1230, 620 lb | 43050.91 | 57401 | L3 | 620 | LB | US
CPY-900-00-2-0625 | CPY-900-00-2-0625 | 900 Cyl, no Solenoid, NOVEC 1230, 625 lb | 43291.63 | 57722 | L3 | 625 | LB | US
CPY-900-00-2-0630 | CPY-900-00-2-0630 | 900 Cyl, no Solenoid, NOVEC 1230, 630 lb | 43532.35 | 58043 | L3 | 630 | LB | US
CPY-900-00-2-0635 | CPY-900-00-2-0635 | 900 Cyl, no Solenoid, NOVEC 1230, 635 lb | 43773.08 | 58364 | L3 | 635 | LB | US
CPY-900-00-2-0640 | CPY-900-00-2-0640 | 900 Cyl, no Solenoid, NOVEC 1230, 640 lb | 44013.82 | 58685 | L3 | 640 | LB | US
CPY-900-00-2-0645 | CPY-900-00-2-0645 | 900 Cyl, no Solenoid, NOVEC 1230, 645 lb | 44254.54 | 59006 | L3 | 645 | LB | US
CPY-900-00-2-0650 | CPY-900-00-2-0650 | 900 Cyl, no Solenoid, NOVEC 1230, 650 lb | 44495.26 | 59327 | L3 | 650 | LB | US
CPY-900-00-2-0655 | CPY-900-00-2-0655 | 900 Cyl, no Solenoid, NOVEC 1230, 655 lb | 44736 | 59648 | L3 | 655 | LB | US
CPY-900-00-2-0660 | CPY-900-00-2-0660 | 900 Cyl, no Solenoid, NOVEC 1230, 660 lb | 44976.72 | 59969 | L3 | 660 | LB | US
CPY-900-00-2-0665 | CPY-900-00-2-0665 | 900 Cyl, no Solenoid, NOVEC 1230, 665 lb | 45217.44 | 60290 | L3 | 665 | LB | US
CPY-900-00-2-0670 | CPY-900-00-2-0670 | 900 Cyl, no Solenoid, NOVEC 1230, 670 lb | 45458.17 | 60611 | L3 | 670 | LB | US
CPY-900-00-2-0675 | CPY-900-00-2-0675 | 900 Cyl, no Solenoid, NOVEC 1230, 675 lb | 45698.91 | 60932 | L3 | 675 | LB | US
CPY-900-00-2-0680 | CPY-900-00-2-0680 | 900 Cyl, no Solenoid, NOVEC 1230, 680 lb | 45939.63 | 61253 | L3 | 680 | LB | US
CPY-900-00-2-0685 | CPY-900-00-2-0685 | 900 Cyl, no Solenoid, NOVEC 1230, 685 lb | 46180.35 | 61574 | L3 | 685 | LB | US
CPY-900-00-2-0690 | CPY-900-00-2-0690 | 900 Cyl, no Solenoid, NOVEC 1230, 690 lb | 46421.09 | 61895 | L3 | 690 | LB | US
CPY-900-00-2-0695 | CPY-900-00-2-0695 | 900 Cyl, no Solenoid, NOVEC 1230, 695 lb | 46661.81 | 62216 | L3 | 695 | LB | US
CPY-900-00-2-0700 | CPY-900-00-2-0700 | 900 Cyl, no Solenoid, NOVEC 1230, 700 lb | 46902.53 | 62537 | L3 | 700 | LB | US
CPY-900-00-2-0705 | CPY-900-00-2-0705 | 900 Cyl, no Solenoid, NOVEC 1230, 705 lb | 47143.25 | 62858 | L3 | 705 | LB | US
CPY-900-00-2-0710 | CPY-900-00-2-0710 | 900 Cyl, no Solenoid, NOVEC 1230, 710 lb | 47384 | 63179 | L3 | 710 | LB | US
CPY-900-00-2-0715 | CPY-900-00-2-0715 | 900 Cyl, no Solenoid, NOVEC 1230, 715 lb | 47624.72 | 63500 | L3 | 715 | LB | US
CPY-900-00-2-0720 | CPY-900-00-2-0720 | 900 Cyl, no Solenoid, NOVEC 1230, 720 lb | 47865.44 | 63821 | L3 | 720 | LB | US
CPY-900-00-2-0725 | CPY-900-00-2-0725 | 900 Cyl, no Solenoid, NOVEC 1230, 725 lb | 48106.17 | 64142 | L3 | 725 | LB | US
CPY-900-00-2-0730 | CPY-900-00-2-0730 | 900 Cyl, no Solenoid, NOVEC 1230, 730 lb | 48346.9 | 64463 | L3 | 730 | LB | US
CPY-900-00-2-0735 | CPY-900-00-2-0735 | 900 Cyl, no Solenoid, NOVEC 1230, 735 lb | 48587.62 | 64783 | L3 | 735 | LB | US
CPY-900-00-2-0740 | CPY-900-00-2-0740 | 900 Cyl, no Solenoid, NOVEC 1230, 740 lb | 48828.34 | 65104 | L3 | 740 | LB | US
CPY-900-00-2-0745 | CPY-900-00-2-0745 | 900 Cyl, no Solenoid, NOVEC 1230, 745 lb | 49069.09 | 65425 | L3 | 745 | LB | US
CPY-900-00-2-0750 | CPY-900-00-2-0750 | 900 Cyl, no Solenoid, NOVEC 1230, 750 lb | 49309.81 | 65746 | L3 | 750 | LB | US
CPY-900-00-2-0755 | CPY-900-00-2-0755 | 900 Cyl, no Solenoid, NOVEC 1230, 755 lb | 49550.53 | 66067 | L3 | 755 | LB | US
CPY-900-00-2-0760 | CPY-900-00-2-0760 | 900 Cyl, no Solenoid, NOVEC 1230, 760 lb | 49791.26 | 66388 | L3 | 760 | LB | US
CPY-900-00-2-0765 | CPY-900-00-2-0765 | 900 Cyl, no Solenoid, NOVEC 1230, 765 lb | 50031.99 | 66709 | L3 | 765 | LB | US
CPY-900-00-2-0770 | CPY-900-00-2-0770 | 900 Cyl, no Solenoid, NOVEC 1230, 770 lb | 50272.71 | 67030 | L3 | 770 | LB | US
CPY-900-00-2-0775 | CPY-900-00-2-0775 | 900 Cyl, no Solenoid, NOVEC 1230, 775 lb | 50513.44 | 67351 | L3 | 775 | LB | US
CPY-900-00-2-0780 | CPY-900-00-2-0780 | 900 Cyl, no Solenoid, NOVEC 1230, 780 lb | 50754.17 | 67672 | L3 | 780 | LB | US
CPY-900-00-2-0785 | CPY-900-00-2-0785 | 900 Cyl, no Solenoid, NOVEC 1230, 785 lb | 50994.9 | 67993 | L3 | 785 | LB | US
CPY-900-00-2-0790 | CPY-900-00-2-0790 | 900 Cyl, no Solenoid, NOVEC 1230, 790 lb | 51235.62 | 68314 | L3 | 790 | LB | US
CPY-900-00-2-0795 | CPY-900-00-2-0795 | 900 Cyl, no Solenoid, NOVEC 1230, 795 lb | 51476.35 | 68635 | L3 | 795 | LB | US
CPY-900-00-2-0800 | CPY-900-00-2-0800 | 900 Cyl, no Solenoid, NOVEC 1230, 800 lb | 51717.07 | 68956 | L3 | 800 | LB | US
CPY-900-00-2-0805 | CPY-900-00-2-0805 | 900 Cyl, no Solenoid, NOVEC 1230, 805 lb | 51957.8 | 69277 | L3 | 805 | LB | US
CPY-900-00-2-0810 | CPY-900-00-2-0810 | 900 Cyl, no Solenoid, NOVEC 1230, 810 lb | 52198.53 | 69598 | L3 | 810 | LB | US
CPY-900-00-2-0815 | CPY-900-00-2-0815 | 900 Cyl, no Solenoid, NOVEC 1230, 815 lb | 52439.26 | 69919 | L3 | 815 | LB | US
CPY-900-00-2-0820 | CPY-900-00-2-0820 | 900 Cyl, no Solenoid, NOVEC 1230, 820 lb | 52679.99 | 70240 | L3 | 820 | LB | US
CPY-900-00-2-0825 | CPY-900-00-2-0825 | 900 Cyl, no Solenoid, NOVEC 1230, 825 lb | 52920.71 | 70561 | L3 | 825 | LB | US
CPY-900-00-2-0830 | CPY-900-00-2-0830 | 900 Cyl, no Solenoid, NOVEC 1230, 830 lb | 53161.44 | 70882 | L3 | 830 | LB | US
CPY-900-00-2-0835 | CPY-900-00-2-0835 | 900 Cyl, no Solenoid, NOVEC 1230, 835 lb | 53402.16 | 71203 | L3 | 835 | LB | US
CPY-900-00-2-0840 | CPY-900-00-2-0840 | 900 Cyl, no Solenoid, NOVEC 1230, 840 lb | 53642.89 | 71524 | L3 | 840 | LB | US
CPY-900-00-2-0845 | CPY-900-00-2-0845 | 900 Cyl, no Solenoid, NOVEC 1230, 845 lb | 53883.62 | 71845 | L3 | 845 | LB | US
CPY-900-00-2-0850 | CPY-900-00-2-0850 | 900 Cyl, no Solenoid, NOVEC 1230, 850 lb | 54124.35 | 72166 | L3 | 850 | LB | US
CPY-900-00-2-0855 | CPY-900-00-2-0855 | 900 Cyl, no Solenoid, NOVEC 1230, 855 lb | 54365.07 | 72487 | L3 | 855 | LB | US
CPY-900-00-2-0860 | CPY-900-00-2-0860 | 900 Cyl, no Solenoid, NOVEC 1230, 860 lb | 54605.8 | 72808 | L3 | 860 | LB | US
CPY-900-00-2-0865 | CPY-900-00-2-0865 | 900 Cyl, no Solenoid, NOVEC 1230, 865 lb | 54846.53 | 73129 | L3 | 865 | LB | US
CPY-900-00-2-0870 | CPY-900-00-2-0870 | 900 Cyl, no Solenoid, NOVEC 1230, 870 lb | 55087.25 | 73450 | L3 | 870 | LB | US
CPY-900-00-2-0875 | CPY-900-00-2-0875 | 900 Cyl, no Solenoid, NOVEC 1230, 875 lb | 55327.97 | 73771 | L3 | 875 | LB | US
CPY-900-00-2-0880 | CPY-900-00-2-0880 | 900 Cyl, no Solenoid, NOVEC 1230, 880 lb | 55568.71 | 74092 | L3 | 880 | LB | US
CPY-900-00-2-0885 | CPY-900-00-2-0885 | 900 Cyl, no Solenoid, NOVEC 1230, 885 lb | 55809.44 | 74413 | L3 | 885 | LB | US
CPY-900-00-2-0890 | CPY-900-00-2-0890 | 900 Cyl, no Solenoid, NOVEC 1230, 890 lb | 56050.16 | 74734 | L3 | 890 | LB | US
CPY-900-00-2-0895 | CPY-900-00-2-0895 | 900 Cyl, no Solenoid, NOVEC 1230, 895 lb | 56290.89 | 75055 | L3 | 895 | LB | US
CPY-900-00-2-0900 | CPY-900-00-2-0900 | 900 Cyl, no Solenoid, NOVEC 1230, 900 lb | 56531.62 | 75375 | L3 | 900 | LB | US
CPY-900-00-3-0387 | CPY-900-00-3-0387 | 900 Cyl, no Solenoid, HFC-227ea, 387 lb | 32736.03 | 43648 | L3 | 387 | LB | US
CPY-900-00-3-0390 | CPY-900-00-3-0390 | 900 Cyl, no Solenoid, HFC-227ea, 390 lb | 32885.45 | 43847 | L3 | 390 | LB | US
CPY-900-00-3-0395 | CPY-900-00-3-0395 | 900 Cyl, no Solenoid, HFC-227ea, 395 lb | 33134.49 | 44179 | L3 | 395 | LB | US
CPY-900-00-3-0400 | CPY-900-00-3-0400 | 900 Cyl, no Solenoid, HFC-227ea, 400 lb | 33383.55 | 44511 | L3 | 400 | LB | US
CPY-900-00-3-0405 | CPY-900-00-3-0405 | 900 Cyl, no Solenoid, HFC-227ea, 405 lb | 33632.6 | 44843 | L3 | 405 | LB | US
CPY-900-00-3-0410 | CPY-900-00-3-0410 | 900 Cyl, no Solenoid, HFC-227ea, 410 lb | 33881.65 | 45176 | L3 | 410 | LB | US
CPY-900-00-3-0415 | CPY-900-00-3-0415 | 900 Cyl, no Solenoid, HFC-227ea, 415 lb | 34130.71 | 45508 | L3 | 415 | LB | US
CPY-900-00-3-0420 | CPY-900-00-3-0420 | 900 Cyl, no Solenoid, HFC-227ea, 420 lb | 34379.74 | 45840 | L3 | 420 | LB | US
CPY-900-00-3-0425 | CPY-900-00-3-0425 | 900 Cyl, no Solenoid, HFC-227ea, 425 lb | 34628.8 | 46172 | L3 | 425 | LB | US
CPY-900-00-3-0430 | CPY-900-00-3-0430 | 900 Cyl, no Solenoid, HFC-227ea, 430 lb | 34877.84 | 46504 | L3 | 430 | LB | US
CPY-900-00-3-0435 | CPY-900-00-3-0435 | 900 Cyl, no Solenoid, HFC-227ea, 435 lb | 35126.89 | 46836 | L3 | 435 | LB | US
CPY-900-00-3-0440 | CPY-900-00-3-0440 | 900 Cyl, no Solenoid, HFC-227ea, 440 lb | 35375.95 | 47168 | L3 | 440 | LB | US
CPY-900-00-3-0445 | CPY-900-00-3-0445 | 900 Cyl, no Solenoid, HFC-227ea, 445 lb | 35625 | 47500 | L3 | 445 | LB | US
CPY-900-00-3-0450 | CPY-900-00-3-0450 | 900 Cyl, no Solenoid, HFC-227ea, 450 lb | 35874.05 | 47832 | L3 | 450 | LB | US
CPY-900-00-3-0455 | CPY-900-00-3-0455 | 900 Cyl, no Solenoid, HFC-227ea, 455 lb | 36123.09 | 48164 | L3 | 455 | LB | US
CPY-900-00-3-0460 | CPY-900-00-3-0460 | 900 Cyl, no Solenoid, HFC-227ea, 460 lb | 36372.14 | 48496 | L3 | 460 | LB | US
CPY-900-00-3-0465 | CPY-900-00-3-0465 | 900 Cyl, no Solenoid, HFC-227ea, 465 lb | 36621.19 | 48828 | L3 | 465 | LB | US
CPY-900-00-3-0470 | CPY-900-00-3-0470 | 900 Cyl, no Solenoid, HFC-227ea, 470 lb | 36870.24 | 49160 | L3 | 470 | LB | US
CPY-900-00-3-0475 | CPY-900-00-3-0475 | 900 Cyl, no Solenoid, HFC-227ea, 475 lb | 37119.29 | 49492 | L3 | 475 | LB | US
CPY-900-00-3-0480 | CPY-900-00-3-0480 | 900 Cyl, no Solenoid, HFC-227ea, 480 lb | 37368.34 | 49824 | L3 | 480 | LB | US
CPY-900-00-3-0485 | CPY-900-00-3-0485 | 900 Cyl, no Solenoid, HFC-227ea, 485 lb | 37617.39 | 50157 | L3 | 485 | LB | US
CPY-900-00-3-0490 | CPY-900-00-3-0490 | 900 Cyl, no Solenoid, HFC-227ea, 490 lb | 37866.44 | 50489 | L3 | 490 | LB | US
CPY-900-00-3-0495 | CPY-900-00-3-0495 | 900 Cyl, no Solenoid, HFC-227ea, 495 lb | 38115.49 | 50821 | L3 | 495 | LB | US
CPY-900-00-3-0500 | CPY-900-00-3-0500 | 900 Cyl, no Solenoid, HFC-227ea, 500 lb | 38364.53 | 51153 | L3 | 500 | LB | US
CPY-900-00-3-0505 | CPY-900-00-3-0505 | 900 Cyl, no Solenoid, HFC-227ea, 505 lb | 38613.59 | 51485 | L3 | 505 | LB | US
CPY-900-00-3-0510 | CPY-900-00-3-0510 | 900 Cyl, no Solenoid, HFC-227ea, 510 lb | 38862.63 | 51817 | L3 | 510 | LB | US
CPY-900-00-3-0515 | CPY-900-00-3-0515 | 900 Cyl, no Solenoid, HFC-227ea, 515 lb | 39111.69 | 52149 | L3 | 515 | LB | US
CPY-900-00-3-0520 | CPY-900-00-3-0520 | 900 Cyl, no Solenoid, HFC-227ea, 520 lb | 39360.74 | 52481 | L3 | 520 | LB | US
CPY-900-00-3-0525 | CPY-900-00-3-0525 | 900 Cyl, no Solenoid, HFC-227ea, 525 lb | 39609.78 | 52813 | L3 | 525 | LB | US
CPY-900-00-3-0530 | CPY-900-00-3-0530 | 900 Cyl, no Solenoid, HFC-227ea, 530 lb | 39858.84 | 53145 | L3 | 530 | LB | US
CPY-900-00-3-0535 | CPY-900-00-3-0535 | 900 Cyl, no Solenoid, HFC-227ea, 535 lb | 40107.88 | 53477 | L3 | 535 | LB | US
CPY-900-00-3-0540 | CPY-900-00-3-0540 | 900 Cyl, no Solenoid, HFC-227ea, 540 lb | 40356.92 | 53809 | L3 | 540 | LB | US
CPY-900-00-3-0545 | CPY-900-00-3-0545 | 900 Cyl, no Solenoid, HFC-227ea, 545 lb | 40605.98 | 54141 | L3 | 545 | LB | US
CPY-900-00-3-0550 | CPY-900-00-3-0550 | 900 Cyl, no Solenoid, HFC-227ea, 550 lb | 40855.03 | 54473 | L3 | 550 | LB | US
CPY-900-00-3-0555 | CPY-900-00-3-0555 | 900 Cyl, no Solenoid, HFC-227ea, 555 lb | 41104.09 | 54805 | L3 | 555 | LB | US
CPY-900-00-3-0560 | CPY-900-00-3-0560 | 900 Cyl, no Solenoid, HFC-227ea, 560 lb | 41353.13 | 55138 | L3 | 560 | LB | US
CPY-900-00-3-0565 | CPY-900-00-3-0565 | 900 Cyl, no Solenoid, HFC-227ea, 565 lb | 41602.18 | 55470 | L3 | 565 | LB | US
CPY-900-00-3-0570 | CPY-900-00-3-0570 | 900 Cyl, no Solenoid, HFC-227ea, 570 lb | 41851.22 | 55802 | L3 | 570 | LB | US
CPY-900-00-3-0575 | CPY-900-00-3-0575 | 900 Cyl, no Solenoid, HFC-227ea, 575 lb | 42100.27 | 56134 | L3 | 575 | LB | US
CPY-900-00-3-0580 | CPY-900-00-3-0580 | 900 Cyl, no Solenoid, HFC-227ea, 580 lb | 42349.33 | 56466 | L3 | 580 | LB | US
CPY-900-00-3-0585 | CPY-900-00-3-0585 | 900 Cyl, no Solenoid, HFC-227ea, 585 lb | 42598.38 | 56798 | L3 | 585 | LB | US
CPY-900-00-3-0590 | CPY-900-00-3-0590 | 900 Cyl, no Solenoid, HFC-227ea, 590 lb | 42847.43 | 57130 | L3 | 590 | LB | US
CPY-900-00-3-0595 | CPY-900-00-3-0595 | 900 Cyl, no Solenoid, HFC-227ea, 595 lb | 43096.48 | 57462 | L3 | 595 | LB | US
CPY-900-00-3-0600 | CPY-900-00-3-0600 | 900 Cyl, no Solenoid, HFC-227ea, 600 lb | 43345.53 | 57794 | L3 | 600 | LB | US
CPY-900-00-3-0605 | CPY-900-00-3-0605 | 900 Cyl, no Solenoid, HFC-227ea, 605 lb | 43594.56 | 58126 | L3 | 605 | LB | US
CPY-900-00-3-0610 | CPY-900-00-3-0610 | 900 Cyl, no Solenoid, HFC-227ea, 610 lb | 43843.62 | 58458 | L3 | 610 | LB | US
CPY-900-00-3-0615 | CPY-900-00-3-0615 | 900 Cyl, no Solenoid, HFC-227ea, 615 lb | 44092.67 | 58790 | L3 | 615 | LB | US
CPY-900-00-3-0620 | CPY-900-00-3-0620 | 900 Cyl, no Solenoid, HFC-227ea, 620 lb | 44341.73 | 59122 | L3 | 620 | LB | US
CPY-900-00-3-0625 | CPY-900-00-3-0625 | 900 Cyl, no Solenoid, HFC-227ea, 625 lb | 44590.78 | 59454 | L3 | 625 | LB | US
CPY-900-00-3-0630 | CPY-900-00-3-0630 | 900 Cyl, no Solenoid, HFC-227ea, 630 lb | 44839.82 | 59786 | L3 | 630 | LB | US
CPY-900-00-3-0635 | CPY-900-00-3-0635 | 900 Cyl, no Solenoid, HFC-227ea, 635 lb | 45088.87 | 60118 | L3 | 635 | LB | US
CPY-900-00-3-0640 | CPY-900-00-3-0640 | 900 Cyl, no Solenoid, HFC-227ea, 640 lb | 45337.91 | 60451 | L3 | 640 | LB | US
CPY-900-00-3-0645 | CPY-900-00-3-0645 | 900 Cyl, no Solenoid, HFC-227ea, 645 lb | 45586.97 | 60783 | L3 | 645 | LB | US
CPY-900-00-3-0650 | CPY-900-00-3-0650 | 900 Cyl, no Solenoid, HFC-227ea, 650 lb | 45836.02 | 61115 | L3 | 650 | LB | US
CPY-900-00-3-0655 | CPY-900-00-3-0655 | 900 Cyl, no Solenoid, HFC-227ea, 655 lb | 46085.07 | 61447 | L3 | 655 | LB | US
CPY-900-00-3-0660 | CPY-900-00-3-0660 | 900 Cyl, no Solenoid, HFC-227ea, 660 lb | 46334.13 | 61779 | L3 | 660 | LB | US
CPY-900-00-3-0665 | CPY-900-00-3-0665 | 900 Cyl, no Solenoid, HFC-227ea, 665 lb | 46583.16 | 62111 | L3 | 665 | LB | US
CPY-900-00-3-0670 | CPY-900-00-3-0670 | 900 Cyl, no Solenoid, HFC-227ea, 670 lb | 46832.22 | 62443 | L3 | 670 | LB | US
CPY-900-00-3-0675 | CPY-900-00-3-0675 | 900 Cyl, no Solenoid, HFC-227ea, 675 lb | 47081.26 | 62775 | L3 | 675 | LB | US
CPY-900-00-3-0680 | CPY-900-00-3-0680 | 900 Cyl, no Solenoid, HFC-227ea, 680 lb | 47330.31 | 63107 | L3 | 680 | LB | US
CPY-900-00-3-0685 | CPY-900-00-3-0685 | 900 Cyl, no Solenoid, HFC-227ea, 685 lb | 47579.37 | 63439 | L3 | 685 | LB | US
CPY-900-00-3-0690 | CPY-900-00-3-0690 | 900 Cyl, no Solenoid, HFC-227ea, 690 lb | 47828.42 | 63771 | L3 | 690 | LB | US
CPY-900-00-3-0695 | CPY-900-00-3-0695 | 900 Cyl, no Solenoid, HFC-227ea, 695 lb | 48077.47 | 64103 | L3 | 695 | LB | US
CPY-900-00-3-0700 | CPY-900-00-3-0700 | 900 Cyl, no Solenoid, HFC-227ea, 700 lb | 48326.51 | 64435 | L3 | 700 | LB | US
CPY-900-00-3-0705 | CPY-900-00-3-0705 | 900 Cyl, no Solenoid, HFC-227ea, 705 lb | 48575.56 | 64767 | L3 | 705 | LB | US
CPY-900-00-3-0710 | CPY-900-00-3-0710 | 900 Cyl, no Solenoid, HFC-227ea, 710 lb | 48824.61 | 65099 | L3 | 710 | LB | US
CPY-900-00-3-0715 | CPY-900-00-3-0715 | 900 Cyl, no Solenoid, HFC-227ea, 715 lb | 49073.66 | 65432 | L3 | 715 | LB | US
CPY-900-00-3-0720 | CPY-900-00-3-0720 | 900 Cyl, no Solenoid, HFC-227ea, 720 lb | 49322.71 | 65764 | L3 | 720 | LB | US
CPY-900-00-3-0725 | CPY-900-00-3-0725 | 900 Cyl, no Solenoid, HFC-227ea, 725 lb | 49571.77 | 66096 | L3 | 725 | LB | US
CPY-900-00-3-0730 | CPY-900-00-3-0730 | 900 Cyl, no Solenoid, HFC-227ea, 730 lb | 49820.81 | 66428 | L3 | 730 | LB | US
CPY-900-00-3-0735 | CPY-900-00-3-0735 | 900 Cyl, no Solenoid, HFC-227ea, 735 lb | 50069.86 | 66760 | L3 | 735 | LB | US
CPY-900-00-3-0740 | CPY-900-00-3-0740 | 900 Cyl, no Solenoid, HFC-227ea, 740 lb | 50318.91 | 67092 | L3 | 740 | LB | US
CPY-900-00-3-0745 | CPY-900-00-3-0745 | 900 Cyl, no Solenoid, HFC-227ea, 745 lb | 50567.95 | 67424 | L3 | 745 | LB | US
CPY-900-00-3-0750 | CPY-900-00-3-0750 | 900 Cyl, no Solenoid, HFC-227ea, 750 lb | 50817.01 | 67756 | L3 | 750 | LB | US
CPY-900-00-3-0755 | CPY-900-00-3-0755 | 900 Cyl, no Solenoid, HFC-227ea, 755 lb | 51066.06 | 68088 | L3 | 755 | LB | US
CPY-900-00-3-0760 | CPY-900-00-3-0760 | 900 Cyl, no Solenoid, HFC-227ea, 760 lb | 51315.1 | 68420 | L3 | 760 | LB | US
CPY-900-00-3-0765 | CPY-900-00-3-0765 | 900 Cyl, no Solenoid, HFC-227ea, 765 lb | 51564.16 | 68752 | L3 | 765 | LB | US
CPY-900-00-3-0770 | CPY-900-00-3-0770 | 900 Cyl, no Solenoid, HFC-227ea, 770 lb | 51813.2 | 69084 | L3 | 770 | LB | US
CPY-900-00-3-0775 | CPY-900-00-3-0775 | 900 Cyl, no Solenoid, HFC-227ea, 775 lb | 52062.26 | 69416 | L3 | 775 | LB | US
CPY-900-00-3-0780 | CPY-900-00-3-0780 | 900 Cyl, no Solenoid, HFC-227ea, 780 lb | 52311.3 | 69748 | L3 | 780 | LB | US
CPY-900-00-3-0785 | CPY-900-00-3-0785 | 900 Cyl, no Solenoid, HFC-227ea, 785 lb | 52560.35 | 70080 | L3 | 785 | LB | US
CPY-900-00-3-0790 | CPY-900-00-3-0790 | 900 Cyl, no Solenoid, HFC-227ea, 790 lb | 52809.4 | 70413 | L3 | 790 | LB | US
CPY-900-00-3-0795 | CPY-900-00-3-0795 | 900 Cyl, no Solenoid, HFC-227ea, 795 lb | 53058.45 | 70745 | L3 | 795 | LB | US
CPY-900-00-3-0800 | CPY-900-00-3-0800 | 900 Cyl, no Solenoid, HFC-227ea, 800 lb | 53307.51 | 71077 | L3 | 800 | LB | US
CPY-900-00-3-0805 | CPY-900-00-3-0805 | 900 Cyl, no Solenoid, HFC-227ea, 805 lb | 53556.55 | 71409 | L3 | 805 | LB | US
CPY-900-00-3-0810 | CPY-900-00-3-0810 | 900 Cyl, no Solenoid, HFC-227ea, 810 lb | 53805.6 | 71741 | L3 | 810 | LB | US
CPY-900-00-3-0815 | CPY-900-00-3-0815 | 900 Cyl, no Solenoid, HFC-227ea, 815 lb | 54054.65 | 72073 | L3 | 815 | LB | US
CPY-900-00-3-0820 | CPY-900-00-3-0820 | 900 Cyl, no Solenoid, HFC-227ea, 820 lb | 54303.7 | 72405 | L3 | 820 | LB | US
CPY-900-00-3-0825 | CPY-900-00-3-0825 | 900 Cyl, no Solenoid, HFC-227ea, 825 lb | 54552.74 | 72737 | L3 | 825 | LB | US
CPY-900-00-3-0830 | CPY-900-00-3-0830 | 900 Cyl, no Solenoid, HFC-227ea, 830 lb | 54801.8 | 73069 | L3 | 830 | LB | US
CPY-900-00-3-0835 | CPY-900-00-3-0835 | 900 Cyl, no Solenoid, HFC-227ea, 835 lb | 55050.85 | 73401 | L3 | 835 | LB | US
CPY-900-00-3-0840 | CPY-900-00-3-0840 | 900 Cyl, no Solenoid, HFC-227ea, 840 lb | 55299.9 | 73733 | L3 | 840 | LB | US
CPY-900-00-3-0845 | CPY-900-00-3-0845 | 900 Cyl, no Solenoid, HFC-227ea, 845 lb | 55548.95 | 74065 | L3 | 845 | LB | US
CPY-900-00-3-0850 | CPY-900-00-3-0850 | 900 Cyl, no Solenoid, HFC-227ea, 850 lb | 55797.99 | 74397 | L3 | 850 | LB | US
CPY-900-00-3-0855 | CPY-900-00-3-0855 | 900 Cyl, no Solenoid, HFC-227ea, 855 lb | 56047.04 | 74729 | L3 | 855 | LB | US
CPY-900-00-3-0860 | CPY-900-00-3-0860 | 900 Cyl, no Solenoid, HFC-227ea, 860 lb | 56296.09 | 75061 | L3 | 860 | LB | US
CPY-900-00-3-0865 | CPY-900-00-3-0865 | 900 Cyl, no Solenoid, HFC-227ea, 865 lb | 56545.15 | 75394 | L3 | 865 | LB | US
CPY-900-00-3-0870 | CPY-900-00-3-0870 | 900 Cyl, no Solenoid, HFC-227ea, 870 lb | 56794.2 | 75726 | L3 | 870 | LB | US
CPY-900-00-3-0875 | CPY-900-00-3-0875 | 900 Cyl, no Solenoid, HFC-227ea, 875 lb | 57043.24 | 76058 | L3 | 875 | LB | US
CPY-900-00-3-0880 | CPY-900-00-3-0880 | 900 Cyl, no Solenoid, HFC-227ea, 880 lb | 57292.3 | 76390 | L3 | 880 | LB | US
CPY-900-00-3-0885 | CPY-900-00-3-0885 | 900 Cyl, no Solenoid, HFC-227ea, 885 lb | 57541.33 | 76722 | L3 | 885 | LB | US
CPY-900-00-3-0890 | CPY-900-00-3-0890 | 900 Cyl, no Solenoid, HFC-227ea, 890 lb | 57790.39 | 77054 | L3 | 890 | LB | US
CPY-900-00-3-0895 | CPY-900-00-3-0895 | 900 Cyl, no Solenoid, HFC-227ea, 895 lb | 58039.44 | 77386 | L3 | 895 | LB | US
CPY-900-00-3-0900 | CPY-900-00-3-0900 | 900 Cyl, no Solenoid, HFC-227ea, 900 lb | 58288.49 | 77718 | L3 | 900 | LB | US
CPYEN-1-0.0781 | CPYEN-1-0.0781 | 1/2" 180 Degree Nozzle Drill 0.0781 >HFC-227ea | 208.61 | 278 | L3 | 1 | LB | US
CPYEN-1-0.0785 | CPYEN-1-0.0785 | 1/2" 180 Degree Nozzle Drill 0.0785 >HFC-227ea | 208.61 | 278 | L3 | 1 | LB | US
CPYEN-1-0.0810 | CPYEN-1-0.0810 | 1/2" 180 Degree Nozzle Drill 0.0810 >HFC-227ea | 208.61 | 278 | L3 | 1 | LB | US
CPYEN-1-0.0820 | CPYEN-1-0.0820 | 1/2" 180 Degree Nozzle Drill 0.0820 >HFC-227ea | 208.61 | 278 | L3 | 1 | LB | US
CPYEN-1-0.0860 | CPYEN-1-0.0860 | 1/2" 180 Degree Nozzle Drill 0.0860 >HFC-227ea | 208.61 | 278 | L3 | 1 | LB | US
CPYEN-1-0.0890 | CPYEN-1-0.0890 | 1/2" 180 Degree Nozzle Drill 0.0890 >HFC-227ea | 208.61 | 278 | L3 | 1 | LB | US
CPYEN-1-0.0935 | CPYEN-1-0.0935 | 1/2" 180 Degree Nozzle Drill 0.0935 >HFC-227ea | 208.61 | 278 | L3 | 1 | LB | US
CPYEN-1-0.0937 | CPYEN-1-0.0937 | 1/2" 180 Degree Nozzle Drill 0.0937 >HFC-227ea | 208.61 | 278 | L3 | 1 | LB | US
CPYEN-1-0.0960 | CPYEN-1-0.0960 | 1/2" 180 Degree Nozzle Drill 0.0960 >HFC-227ea | 208.61 | 278 | L3 | 1 | LB | US
CPYEN-1-0.0980 | CPYEN-1-0.0980 | 1/2" 180 Degree Nozzle Drill 0.0980 >HFC-227ea | 208.61 | 278 | L3 | 1 | LB | US
CPYEN-1-0.0995 | CPYEN-1-0.0995 | 1/2" 180 Degree Nozzle Drill 0.0995 >HFC-227ea | 208.61 | 278 | L3 | 1 | LB | US
CPYEN-1-0.1015 | CPYEN-1-0.1015 | 1/2" 180 Degree Nozzle Drill 0.1015 >HFC-227ea | 208.61 | 278 | L3 | 1 | LB | US
CPYEN-1-0.1040 | CPYEN-1-0.1040 | 1/2" 180 Degree Nozzle Drill 0.1040 >HFC-227ea | 208.61 | 278 | L3 | 1 | LB | US
CPYEN-1-0.1065 | CPYEN-1-0.1065 | 1/2" 180 Degree Nozzle Drill 0.1065 >HFC-227ea | 208.61 | 278 | L3 | 1 | LB | US
CPYEN-1-0.1094 | CPYEN-1-0.1094 | 1/2" 180 Degree Nozzle Drill 0.1094 >HFC-227ea | 208.61 | 278 | L3 | 1 | LB | US
CPYEN-1-0.1100 | CPYEN-1-0.1100 | 1/2" 180 Degree Nozzle Drill 0.1100 >HFC-227ea | 208.61 | 278 | L3 | 1 | LB | US
CPYEN-1-0.1110 | CPYEN-1-0.1110 | 1/2" 180 Degree Nozzle Drill 0.1110 >HFC-227ea | 208.61 | 278 | L3 | 1 | LB | US
CPYEN-1-0.1130 | CPYEN-1-0.1130 | 1/2" 180 Degree Nozzle Drill 0.1130 >HFC-227ea | 208.61 | 278 | L3 | 1 | LB | US
CPYEN-1-0.1160 | CPYEN-1-0.1160 | 1/2" 180 Degree Nozzle Drill 0.1160 >HFC-227ea | 208.61 | 278 | L3 | 1 | LB | US
CPYEN-1-0.1200 | CPYEN-1-0.1200 | 1/2" 180 Degree Nozzle Drill 0.1200 >HFC-227ea | 208.61 | 278 | L3 | 1 | LB | US
CPYEN-1-0.1250 | CPYEN-1-0.1250 | 1/2" 180 Degree Nozzle Drill 0.1250 >HFC-227ea | 208.61 | 278 | L3 | 1 | LB | US
CPYEN-1-0.1285 | CPYEN-1-0.1285 | 1/2" 180 Degree Nozzle Drill 0.1285 >HFC-227ea | 208.61 | 278 | L3 | 1 | LB | US
CPYEN-1-0.1360 | CPYEN-1-0.1360 | 1/2" 180 Degree Nozzle Drill 0.1360 >HFC-227ea | 208.61 | 278 | L3 | 1 | LB | US
CPYEN-1-0.1406 | CPYEN-1-0.1406 | 1/2" 180 Degree Nozzle Drill 0.1406 >HFC-227ea | 208.61 | 278 | L3 | 1 | LB | US
CPYEN-1-0.1440 | CPYEN-1-0.1440 | 1/2" 180 Degree Nozzle Drill 0.1440 >HFC-227ea | 208.61 | 278 | L3 | 1 | LB | US
CPYEN-1-0.1470 | CPYEN-1-0.1470 | 1/2" 180 Degree Nozzle Drill 0.1470 >HFC-227ea | 208.61 | 278 | L3 | 1 | LB | US
CPYEN-1-0.1495 | CPYEN-1-0.1495 | 1/2" 180 Degree Nozzle Drill 0.1495 >HFC-227ea | 208.61 | 278 | L3 | 1 | LB | US
CPYEN-1-0.1520 | CPYEN-1-0.1520 | 1/2" 180 Degree Nozzle Drill 0.1520 >HFC-227ea | 208.61 | 278 | L3 | 1 | LB | US
CPYEN-1-0.1540 | CPYEN-1-0.1540 | 1/2" 180 Degree Nozzle Drill 0.1540 >HFC-227ea | 208.61 | 278 | L3 | 1 | LB | US
CPYEN-1-0.1562 | CPYEN-1-0.1562 | 1/2" 180 Degree Nozzle Drill 0.1562 >HFC-227ea | 208.61 | 278 | L3 | 1 | LB | US
CPYEN-1-0.1570 | CPYEN-1-0.1570 | 1/2" 180 Degree Nozzle Drill 0.1570 >HFC-227ea | 208.61 | 278 | L3 | 1 | LB | US
CPYEN-1-0.1590 | CPYEN-1-0.1590 | 1/2" 180 Degree Nozzle Drill 0.1590 >HFC-227ea | 208.61 | 278 | L3 | 1 | LB | US
CPYEN-1-0.1610 | CPYEN-1-0.1610 | 1/2" 180 Degree Nozzle Drill 0.1610 >HFC-227ea | 208.61 | 278 | L3 | 1 | LB | US
CPYEN-1-0.1660 | CPYEN-1-0.1660 | 1/2" 180 Degree Nozzle Drill 0.1660 >HFC-227ea | 208.61 | 278 | L3 | 1 | LB | US
CPYEN-1-0.1695 | CPYEN-1-0.1695 | 1/2" 180 Degree Nozzle Drill 0.1695 >HFC-227ea | 208.61 | 278 | L3 | 1 | LB | US
CPYEN-1-0.1719 | CPYEN-1-0.1719 | 1/2" 180 Degree Nozzle Drill 0.1719 >HFC-227ea | 208.61 | 278 | L3 | 1 | LB | US
CPYEN-1-0.1730 | CPYEN-1-0.1730 | 1/2" 180 Degree Nozzle Drill 0.1730 >HFC-227ea | 208.61 | 278 | L3 | 1 | LB | US
CPYEN-1-0.1770 | CPYEN-1-0.1770 | 1/2" 180 Degree Nozzle Drill 0.1770 >HFC-227ea | 208.61 | 278 | L3 | 1 | LB | US
CPYEN-1-0.1800 | CPYEN-1-0.1800 | 1/2" 180 Degree Nozzle Drill 0.1800 >HFC-227ea | 208.61 | 278 | L3 | 1 | LB | US
CPYEN-1-0.1820 | CPYEN-1-0.1820 | 1/2" 180 Degree Nozzle Drill 0.1820 >HFC-227ea | 208.61 | 278 | L3 | 1 | LB | US
CPYEN-1-0.1850 | CPYEN-1-0.1850 | 1/2" 180 Degree Nozzle Drill 0.1850 >HFC-227ea | 208.61 | 278 | L3 | 1 | LB | US
CPYEN-1-0.1875 | CPYEN-1-0.1875 | 1/2" 180 Degree Nozzle Drill 0.1875 >HFC-227ea | 208.61 | 278 | L3 | 1 | LB | US
CPYEN-1-0.1890 | CPYEN-1-0.1890 | 1/2" 180 Degree Nozzle Drill 0.1890 >HFC-227ea | 208.61 | 278 | L3 | 1 | LB | US
CPYEN-1-0.1910 | CPYEN-1-0.1910 | 1/2" 180 Degree Nozzle Drill 0.1910 >HFC-227ea | 208.61 | 278 | L3 | 1 | LB | US
CPYEN-1-0.1935 | CPYEN-1-0.1935 | 1/2" 180 Degree Nozzle Drill 0.1935 >HFC-227ea | 208.61 | 278 | L3 | 1 | LB | US
CPYEN-1-0.1960 | CPYEN-1-0.1960 | 1/2" 180 Degree Nozzle Drill 0.1960 >HFC-227ea | 208.61 | 278 | L3 | 1 | LB | US
CPYEN-10-0.2570 | CPYEN-10-0.2570 | 1-1/2" 360 Degree Nozzle Drill 0.2570 >HFC-227ea | 210.61 | 281 | L3 | 1 | LB | US
CPYEN-10-0.2610 | CPYEN-10-0.2610 | 1-1/2" 360 Degree Nozzle Drill 0.2610 >HFC-227ea | 210.61 | 281 | L3 | 1 | LB | US
CPYEN-10-0.2656 | CPYEN-10-0.2656 | 1-1/2" 360 Degree Nozzle Drill 0.2656 >HFC-227ea | 210.61 | 281 | L3 | 1 | LB | US
CPYEN-10-0.2660 | CPYEN-10-0.2660 | 1-1/2" 360 Degree Nozzle Drill 0.2660 >HFC-227ea | 210.61 | 281 | L3 | 1 | LB | US
CPYEN-10-0.2720 | CPYEN-10-0.2720 | 1-1/2" 360 Degree Nozzle Drill 0.2720 >HFC-227ea | 210.61 | 281 | L3 | 1 | LB | US
CPYEN-10-0.2770 | CPYEN-10-0.2770 | 1-1/2" 360 Degree Nozzle Drill 0.2770 >HFC-227ea | 210.61 | 281 | L3 | 1 | LB | US
CPYEN-10-0.2810 | CPYEN-10-0.2810 | 1-1/2" 360 Degree Nozzle Drill 0.2810 >HFC-227ea | 210.61 | 281 | L3 | 1 | LB | US
CPYEN-10-0.2812 | CPYEN-10-0.2812 | 1-1/2" 360 Degree Nozzle Drill 0.2812 >HFC-227ea | 210.61 | 281 | L3 | 1 | LB | US
CPYEN-10-0.2900 | CPYEN-10-0.2900 | 1-1/2" 360 Degree Nozzle Drill 0.2900 >HFC-227ea | 210.61 | 281 | L3 | 1 | LB | US
CPYEN-10-0.2950 | CPYEN-10-0.2950 | 1-1/2" 360 Degree Nozzle Drill 0.2950 >HFC-227ea | 210.61 | 281 | L3 | 1 | LB | US
CPYEN-10-0.2969 | CPYEN-10-0.2969 | 1-1/2" 360 Degree Nozzle Drill 0.2969 >HFC-227ea | 210.61 | 281 | L3 | 1 | LB | US
CPYEN-10-0.3020 | CPYEN-10-0.3020 | 1-1/2" 360 Degree Nozzle Drill 0.3020 >HFC-227ea | 210.61 | 281 | L3 | 1 | LB | US
CPYEN-10-0.3125 | CPYEN-10-0.3125 | 1-1/2" 360 Degree Nozzle Drill 0.3125 >HFC-227ea | 210.61 | 281 | L3 | 1 | LB | US
CPYEN-10-0.3160 | CPYEN-10-0.3160 | 1-1/2" 360 Degree Nozzle Drill 0.3160 >HFC-227ea | 210.61 | 281 | L3 | 1 | LB | US
CPYEN-10-0.3230 | CPYEN-10-0.3230 | 1-1/2" 360 Degree Nozzle Drill 0.3230 >HFC-227ea | 210.61 | 281 | L3 | 1 | LB | US
CPYEN-10-0.3281 | CPYEN-10-0.3281 | 1-1/2" 360 Degree Nozzle Drill 0.3281 >HFC-227ea | 210.61 | 281 | L3 | 1 | LB | US
CPYEN-10-0.3320 | CPYEN-10-0.3320 | 1-1/2" 360 Degree Nozzle Drill 0.3320 >HFC-227ea | 210.61 | 281 | L3 | 1 | LB | US
CPYEN-10-0.3390 | CPYEN-10-0.3390 | 1-1/2" 360 Degree Nozzle Drill 0.3390 >HFC-227ea | 210.61 | 281 | L3 | 1 | LB | US
CPYEN-10-0.3437 | CPYEN-10-0.3437 | 1-1/2" 360 Degree Nozzle Drill 0.3437 >HFC-227ea | 210.61 | 281 | L3 | 1 | LB | US
CPYEN-10-0.3480 | CPYEN-10-0.3480 | 1-1/2" 360 Degree Nozzle Drill 0.3480 >HFC-227ea | 210.61 | 281 | L3 | 1 | LB | US
CPYEN-10-0.3580 | CPYEN-10-0.3580 | 1-1/2" 360 Degree Nozzle Drill 0.3580 >HFC-227ea | 210.61 | 281 | L3 | 1 | LB | US
CPYEN-10-0.3594 | CPYEN-10-0.3594 | 1-1/2" 360 Degree Nozzle Drill 0.3594 >HFC-227ea | 210.61 | 281 | L3 | 1 | LB | US
CPYEN-10-0.3680 | CPYEN-10-0.3680 | 1-1/2" 360 Degree Nozzle Drill 0.3680 >HFC-227ea | 210.61 | 281 | L3 | 1 | LB | US
CPYEN-10-0.3750 | CPYEN-10-0.3750 | 1-1/2" 360 Degree Nozzle Drill 0.3750 >HFC-227ea | 210.61 | 281 | L3 | 1 | LB | US
CPYEN-10-0.3770 | CPYEN-10-0.3770 | 1-1/2" 360 Degree Nozzle Drill 0.3770 >HFC-227ea | 210.61 | 281 | L3 | 1 | LB | US
CPYEN-10-0.3860 | CPYEN-10-0.3860 | 1-1/2" 360 Degree Nozzle Drill 0.3860 >HFC-227ea | 210.61 | 281 | L3 | 1 | LB | US
CPYEN-10-0.3906 | CPYEN-10-0.3906 | 1-1/2" 360 Degree Nozzle Drill 0.3906 >HFC-227ea | 210.61 | 281 | L3 | 1 | LB | US
CPYEN-10-0.3970 | CPYEN-10-0.3970 | 1-1/2" 360 Degree Nozzle Drill 0.3970 >HFC-227ea | 210.61 | 281 | L3 | 1 | LB | US
CPYEN-10-0.4040 | CPYEN-10-0.4040 | 1-1/2" 360 Degree Nozzle Drill 0.4040 >HFC-227ea | 210.61 | 281 | L3 | 1 | LB | US
CPYEN-10-0.4062 | CPYEN-10-0.4062 | 1-1/2" 360 Degree Nozzle Drill 0.4062 >HFC-227ea | 210.61 | 281 | L3 | 1 | LB | US
CPYEN-10-0.4130 | CPYEN-10-0.4130 | 1-1/2" 360 Degree Nozzle Drill 0.4130 >HFC-227ea | 210.61 | 281 | L3 | 1 | LB | US
CPYEN-10-0.4219 | CPYEN-10-0.4219 | 1-1/2" 360 Degree Nozzle Drill 0.4219 >HFC-227ea | 210.61 | 281 | L3 | 1 | LB | US
CPYEN-10-0.4375 | CPYEN-10-0.4375 | 1-1/2" 360 Degree Nozzle Drill 0.4375 >HFC-227ea | 210.61 | 281 | L3 | 1 | LB | US
CPYEN-10-0.4531 | CPYEN-10-0.4531 | 1-1/2" 360 Degree Nozzle Drill 0.4531 >HFC-227ea | 210.61 | 281 | L3 | 1 | LB | US
CPYEN-10-0.4688 | CPYEN-10-0.4688 | 1-1/2" 360 Degree Nozzle Drill 0.4688 >HFC-227ea | 210.61 | 281 | L3 | 1 | LB | US
CPYEN-10-0.4844 | CPYEN-10-0.4844 | 1-1/2" 360 Degree Nozzle Drill 0.4844 >HFC-227ea | 210.61 | 281 | L3 | 1 | LB | US
CPYEN-10-0.5000 | CPYEN-10-0.5000 | 1-1/2" 360 Degree Nozzle Drill 0.5000 >HFC-227ea | 210.61 | 281 | L3 | 1 | LB | US
CPYEN-11-0.3281 | CPYEN-11-0.3281 | 2" 180 Degree Nozzle Drill 0.3281 >HFC-227ea | 212.61 | 283 | L3 | 1 | LB | US
CPYEN-11-0.3320 | CPYEN-11-0.3320 | 2" 180 Degree Nozzle Drill 0.3320 >HFC-227ea | 212.61 | 283 | L3 | 1 | LB | US
CPYEN-11-0.3390 | CPYEN-11-0.3390 | 2" 180 Degree Nozzle Drill 0.3390 >HFC-227ea | 212.61 | 283 | L3 | 1 | LB | US
CPYEN-11-0.3437 | CPYEN-11-0.3437 | 2" 180 Degree Nozzle Drill 0.3437 >HFC-227ea | 212.61 | 283 | L3 | 1 | LB | US
CPYEN-11-0.3480 | CPYEN-11-0.3480 | 2" 180 Degree Nozzle Drill 0.3480 >HFC-227ea | 212.61 | 283 | L3 | 1 | LB | US
CPYEN-11-0.3580 | CPYEN-11-0.3580 | 2" 180 Degree Nozzle Drill 0.3580 >HFC-227ea | 212.61 | 283 | L3 | 1 | LB | US
CPYEN-11-0.3594 | CPYEN-11-0.3594 | 2" 180 Degree Nozzle Drill 0.3594 >HFC-227ea | 212.61 | 283 | L3 | 1 | LB | US
CPYEN-11-0.3680 | CPYEN-11-0.3680 | 2" 180 Degree Nozzle Drill 0.3680 >HFC-227ea | 212.61 | 283 | L3 | 1 | LB | US
CPYEN-11-0.3750 | CPYEN-11-0.3750 | 2" 180 Degree Nozzle Drill 0.3750 >HFC-227ea | 212.61 | 283 | L3 | 1 | LB | US
CPYEN-11-0.3770 | CPYEN-11-0.3770 | 2" 180 Degree Nozzle Drill 0.3770 >HFC-227ea | 212.61 | 283 | L3 | 1 | LB | US
CPYEN-11-0.3860 | CPYEN-11-0.3860 | 2" 180 Degree Nozzle Drill 0.3860 >HFC-227ea | 212.61 | 283 | L3 | 1 | LB | US
CPYEN-11-0.3906 | CPYEN-11-0.3906 | 2" 180 Degree Nozzle Drill 0.3906 >HFC-227ea | 212.61 | 283 | L3 | 1 | LB | US
CPYEN-11-0.3970 | CPYEN-11-0.3970 | 2" 180 Degree Nozzle Drill 0.3970 >HFC-227ea | 212.61 | 283 | L3 | 1 | LB | US
CPYEN-11-0.4040 | CPYEN-11-0.4040 | 2" 180 Degree Nozzle Drill 0.4040 >HFC-227ea | 212.61 | 283 | L3 | 1 | LB | US
CPYEN-11-0.4062 | CPYEN-11-0.4062 | 2" 180 Degree Nozzle Drill 0.4062 >HFC-227ea | 212.61 | 283 | L3 | 1 | LB | US
CPYEN-11-0.4130 | CPYEN-11-0.4130 | 2" 180 Degree Nozzle Drill 0.4130 >HFC-227ea | 212.61 | 283 | L3 | 1 | LB | US
CPYEN-11-0.4219 | CPYEN-11-0.4219 | 2" 180 Degree Nozzle Drill 0.4219 >HFC-227ea | 212.61 | 283 | L3 | 1 | LB | US
CPYEN-11-0.4375 | CPYEN-11-0.4375 | 2" 180 Degree Nozzle Drill 0.4375 >HFC-227ea | 212.61 | 283 | L3 | 1 | LB | US
CPYEN-11-0.4531 | CPYEN-11-0.4531 | 2" 180 Degree Nozzle Drill 0.4531 >HFC-227ea | 212.61 | 283 | L3 | 1 | LB | US
CPYEN-11-0.4688 | CPYEN-11-0.4688 | 2" 180 Degree Nozzle Drill 0.4688 >HFC-227ea | 212.61 | 283 | L3 | 1 | LB | US
CPYEN-11-0.4844 | CPYEN-11-0.4844 | 2" 180 Degree Nozzle Drill 0.4844 >HFC-227ea | 212.61 | 283 | L3 | 1 | LB | US
CPYEN-11-0.5000 | CPYEN-11-0.5000 | 2" 180 Degree Nozzle Drill 0.5000 >HFC-227ea | 212.61 | 283 | L3 | 1 | LB | US
CPYEN-11-0.5156 | CPYEN-11-0.5156 | 2" 180 Degree Nozzle Drill 0.5156 >HFC-227ea | 212.61 | 283 | L3 | 1 | LB | US
CPYEN-11-0.5313 | CPYEN-11-0.5313 | 2" 180 Degree Nozzle Drill 0.5313 >HFC-227ea | 212.61 | 283 | L3 | 1 | LB | US
CPYEN-11-0.5469 | CPYEN-11-0.5469 | 2" 180 Degree Nozzle Drill 0.5469 >HFC-227ea | 212.61 | 283 | L3 | 1 | LB | US
CPYEN-11-0.5625 | CPYEN-11-0.5625 | 2" 180 Degree Nozzle Drill 0.5625 >HFC-227ea | 212.61 | 283 | L3 | 1 | LB | US
CPYEN-11-0.5781 | CPYEN-11-0.5781 | 2" 180 Degree Nozzle Drill 0.5781 >HFC-227ea | 212.61 | 283 | L3 | 1 | LB | US
CPYEN-11-0.5938 | CPYEN-11-0.5938 | 2" 180 Degree Nozzle Drill 0.5938 >HFC-227ea | 212.61 | 283 | L3 | 1 | LB | US
CPYEN-11-0.6094 | CPYEN-11-0.6094 | 2" 180 Degree Nozzle Drill 0.6094 >HFC-227ea | 212.61 | 283 | L3 | 1 | LB | US
CPYEN-11-0.6250 | CPYEN-11-0.6250 | 2" 180 Degree Nozzle Drill 0.6250 >HFC-227ea | 212.61 | 283 | L3 | 1 | LB | US
CPYEN-11-0.6406 | CPYEN-11-0.6406 | 2" 180 Degree Nozzle Drill 0.6406 >HFC-227ea | 212.61 | 283 | L3 | 1 | LB | US
CPYEN-11-0.6563 | CPYEN-11-0.6563 | 2" 180 Degree Nozzle Drill 0.6563 >HFC-227ea | 212.61 | 283 | L3 | 1 | LB | US
CPYEN-12-0.3281 | CPYEN-12-0.3281 | 2" 360 Degree Nozzle Drill 0.3281 >HFC-227ea | 212.61 | 283 | L3 | 1 | LB | US
CPYEN-12-0.3320 | CPYEN-12-0.3320 | 2" 360 Degree Nozzle Drill 0.3320 >HFC-227ea | 212.61 | 283 | L3 | 1 | LB | US
CPYEN-12-0.3390 | CPYEN-12-0.3390 | 2" 360 Degree Nozzle Drill 0.3390 >HFC-227ea | 212.61 | 283 | L3 | 1 | LB | US
CPYEN-12-0.3437 | CPYEN-12-0.3437 | 2" 360 Degree Nozzle Drill 0.3437 >HFC-227ea | 212.61 | 283 | L3 | 1 | LB | US
CPYEN-12-0.3480 | CPYEN-12-0.3480 | 2" 360 Degree Nozzle Drill 0.3480 >HFC-227ea | 212.61 | 283 | L3 | 1 | LB | US
CPYEN-12-0.3580 | CPYEN-12-0.3580 | 2" 360 Degree Nozzle Drill 0.3580 >HFC-227ea | 212.61 | 283 | L3 | 1 | LB | US
CPYEN-12-0.3594 | CPYEN-12-0.3594 | 2" 360 Degree Nozzle Drill 0.3594 >HFC-227ea | 212.61 | 283 | L3 | 1 | LB | US
CPYEN-12-0.3680 | CPYEN-12-0.3680 | 2" 360 Degree Nozzle Drill 0.3680 >HFC-227ea | 212.61 | 283 | L3 | 1 | LB | US
CPYEN-12-0.3750 | CPYEN-12-0.3750 | 2" 360 Degree Nozzle Drill 0.3750 >HFC-227ea | 212.61 | 283 | L3 | 1 | LB | US
CPYEN-12-0.3770 | CPYEN-12-0.3770 | 2" 360 Degree Nozzle Drill 0.3770 >HFC-227ea | 212.61 | 283 | L3 | 1 | LB | US
CPYEN-12-0.3860 | CPYEN-12-0.3860 | 2" 360 Degree Nozzle Drill 0.3860 >HFC-227ea | 212.61 | 283 | L3 | 1 | LB | US
CPYEN-12-0.3906 | CPYEN-12-0.3906 | 2" 360 Degree Nozzle Drill 0.3906 >HFC-227ea | 212.61 | 283 | L3 | 1 | LB | US
CPYEN-12-0.3970 | CPYEN-12-0.3970 | 2" 360 Degree Nozzle Drill 0.3970 >HFC-227ea | 212.61 | 283 | L3 | 1 | LB | US
CPYEN-12-0.4040 | CPYEN-12-0.4040 | 2" 360 Degree Nozzle Drill 0.4040 >HFC-227ea | 212.61 | 283 | L3 | 1 | LB | US
CPYEN-12-0.4062 | CPYEN-12-0.4062 | 2" 360 Degree Nozzle Drill 0.4062 >HFC-227ea | 212.61 | 283 | L3 | 1 | LB | US
CPYEN-12-0.4130 | CPYEN-12-0.4130 | 2" 360 Degree Nozzle Drill 0.4130 >HFC-227ea | 212.61 | 283 | L3 | 1 | LB | US
CPYEN-12-0.4219 | CPYEN-12-0.4219 | 2" 360 Degree Nozzle Drill 0.4219 >HFC-227ea | 212.61 | 283 | L3 | 1 | LB | US
CPYEN-12-0.4375 | CPYEN-12-0.4375 | 2" 360 Degree Nozzle Drill 0.4375 >HFC-227ea | 212.61 | 283 | L3 | 1 | LB | US
CPYEN-12-0.4531 | CPYEN-12-0.4531 | 2" 360 Degree Nozzle Drill 0.4531 >HFC-227ea | 212.61 | 283 | L3 | 1 | LB | US
CPYEN-12-0.4688 | CPYEN-12-0.4688 | 2" 360 Degree Nozzle Drill 0.4688 >HFC-227ea | 212.61 | 283 | L3 | 1 | LB | US
CPYEN-12-0.4844 | CPYEN-12-0.4844 | 2" 360 Degree Nozzle Drill 0.4844 >HFC-227ea | 212.61 | 283 | L3 | 1 | LB | US
CPYEN-12-0.5000 | CPYEN-12-0.5000 | 2" 360 Degree Nozzle Drill 0.5000 >HFC-227ea | 212.61 | 283 | L3 | 1 | LB | US
CPYEN-12-0.5156 | CPYEN-12-0.5156 | 2" 360 Degree Nozzle Drill 0.5156 >HFC-227ea | 212.61 | 283 | L3 | 1 | LB | US
CPYEN-12-0.5313 | CPYEN-12-0.5313 | 2" 360 Degree Nozzle Drill 0.5313 >HFC-227ea | 212.61 | 283 | L3 | 1 | LB | US
CPYEN-12-0.5469 | CPYEN-12-0.5469 | 2" 360 Degree Nozzle Drill 0.5469 >HFC-227ea | 212.61 | 283 | L3 | 1 | LB | US
CPYEN-12-0.5625 | CPYEN-12-0.5625 | 2" 360 Degree Nozzle Drill 0.5625 >HFC-227ea | 212.61 | 283 | L3 | 1 | LB | US
CPYEN-12-0.5781 | CPYEN-12-0.5781 | 2" 360 Degree Nozzle Drill 0.5781 >HFC-227ea | 212.61 | 283 | L3 | 1 | LB | US
CPYEN-12-0.5938 | CPYEN-12-0.5938 | 2" 360 Degree Nozzle Drill 0.5938 >HFC-227ea | 212.61 | 283 | L3 | 1 | LB | US
CPYEN-12-0.6094 | CPYEN-12-0.6094 | 2" 360 Degree Nozzle Drill 0.6094 >HFC-227ea | 212.61 | 283 | L3 | 1 | LB | US
CPYEN-12-0.6250 | CPYEN-12-0.6250 | 2" 360 Degree Nozzle Drill 0.6250 >HFC-227ea | 212.61 | 283 | L3 | 1 | LB | US
CPYEN-12-0.6406 | CPYEN-12-0.6406 | 2" 360 Degree Nozzle Drill 0.6406 >HFC-227ea | 212.61 | 283 | L3 | 1 | LB | US
CPYEN-12-0.6563 | CPYEN-12-0.6563 | 2" 360 Degree Nozzle Drill 0.6563 >HFC-227ea | 212.61 | 283 | L3 | 1 | LB | US
CPYEN-2-0.0781 | CPYEN-2-0.0781 | 1/2" 360 Degree Nozzle Drill 0.0781 >HFC-227ea | 208.61 | 278 | L3 | 1 | LB | US
CPYEN-2-0.0785 | CPYEN-2-0.0785 | 1/2" 360 Degree Nozzle Drill 0.0785 >HFC-227ea | 208.61 | 278 | L3 | 1 | LB | US
CPYEN-2-0.0810 | CPYEN-2-0.0810 | 1/2" 360 Degree Nozzle Drill 0.0810 >HFC-227ea | 208.61 | 278 | L3 | 1 | LB | US
CPYEN-2-0.0820 | CPYEN-2-0.0820 | 1/2" 360 Degree Nozzle Drill 0.0820 >HFC-227ea | 208.61 | 278 | L3 | 1 | LB | US
CPYEN-2-0.0860 | CPYEN-2-0.0860 | 1/2" 360 Degree Nozzle Drill 0.0860 >HFC-227ea | 208.61 | 278 | L3 | 1 | LB | US
CPYEN-2-0.0890 | CPYEN-2-0.0890 | 1/2" 360 Degree Nozzle Drill 0.0890 >HFC-227ea | 208.61 | 278 | L3 | 1 | LB | US
CPYEN-2-0.0935 | CPYEN-2-0.0935 | 1/2" 360 Degree Nozzle Drill 0.0935 >HFC-227ea | 208.61 | 278 | L3 | 1 | LB | US
CPYEN-2-0.0937 | CPYEN-2-0.0937 | 1/2" 360 Degree Nozzle Drill 0.0937 >HFC-227ea | 208.61 | 278 | L3 | 1 | LB | US
CPYEN-2-0.0960 | CPYEN-2-0.0960 | 1/2" 360 Degree Nozzle Drill 0.0960 >HFC-227ea | 208.61 | 278 | L3 | 1 | LB | US
CPYEN-2-0.0980 | CPYEN-2-0.0980 | 1/2" 360 Degree Nozzle Drill 0.0980 >HFC-227ea | 208.61 | 278 | L3 | 1 | LB | US
CPYEN-2-0.0995 | CPYEN-2-0.0995 | 1/2" 360 Degree Nozzle Drill 0.0995 >HFC-227ea | 208.61 | 278 | L3 | 1 | LB | US
CPYEN-2-0.1015 | CPYEN-2-0.1015 | 1/2" 360 Degree Nozzle Drill 0.1015 >HFC-227ea | 208.61 | 278 | L3 | 1 | LB | US
CPYEN-2-0.1040 | CPYEN-2-0.1040 | 1/2" 360 Degree Nozzle Drill 0.1040 >HFC-227ea | 208.61 | 278 | L3 | 1 | LB | US
CPYEN-2-0.1065 | CPYEN-2-0.1065 | 1/2" 360 Degree Nozzle Drill 0.1065 >HFC-227ea | 208.61 | 278 | L3 | 1 | LB | US
CPYEN-2-0.1094 | CPYEN-2-0.1094 | 1/2" 360 Degree Nozzle Drill 0.1094 >HFC-227ea | 208.61 | 278 | L3 | 1 | LB | US
CPYEN-2-0.1100 | CPYEN-2-0.1100 | 1/2" 360 Degree Nozzle Drill 0.1100 >HFC-227ea | 208.61 | 278 | L3 | 1 | LB | US
CPYEN-2-0.1110 | CPYEN-2-0.1110 | 1/2" 360 Degree Nozzle Drill 0.1110 >HFC-227ea | 208.61 | 278 | L3 | 1 | LB | US
CPYEN-2-0.1130 | CPYEN-2-0.1130 | 1/2" 360 Degree Nozzle Drill 0.1130 >HFC-227ea | 208.61 | 278 | L3 | 1 | LB | US
CPYEN-2-0.1160 | CPYEN-2-0.1160 | 1/2" 360 Degree Nozzle Drill 0.1160 >HFC-227ea | 208.61 | 278 | L3 | 1 | LB | US
CPYEN-2-0.1200 | CPYEN-2-0.1200 | 1/2" 360 Degree Nozzle Drill 0.1200 >HFC-227ea | 208.61 | 278 | L3 | 1 | LB | US
CPYEN-2-0.1250 | CPYEN-2-0.1250 | 1/2" 360 Degree Nozzle Drill 0.1250 >HFC-227ea | 208.61 | 278 | L3 | 1 | LB | US
CPYEN-2-0.1285 | CPYEN-2-0.1285 | 1/2" 360 Degree Nozzle Drill 0.1285 >HFC-227ea | 208.61 | 278 | L3 | 1 | LB | US
CPYEN-2-0.1360 | CPYEN-2-0.1360 | 1/2" 360 Degree Nozzle Drill 0.1360 >HFC-227ea | 208.61 | 278 | L3 | 1 | LB | US
CPYEN-2-0.1406 | CPYEN-2-0.1406 | 1/2" 360 Degree Nozzle Drill 0.1406 >HFC-227ea | 208.61 | 278 | L3 | 1 | LB | US
CPYEN-2-0.1440 | CPYEN-2-0.1440 | 1/2" 360 Degree Nozzle Drill 0.1440 >HFC-227ea | 208.61 | 278 | L3 | 1 | LB | US
CPYEN-2-0.1470 | CPYEN-2-0.1470 | 1/2" 360 Degree Nozzle Drill 0.1470 >HFC-227ea | 208.61 | 278 | L3 | 1 | LB | US
CPYEN-2-0.1495 | CPYEN-2-0.1495 | 1/2" 360 Degree Nozzle Drill 0.1495 >HFC-227ea | 208.61 | 278 | L3 | 1 | LB | US
CPYEN-2-0.1520 | CPYEN-2-0.1520 | 1/2" 360 Degree Nozzle Drill 0.1520 >HFC-227ea | 208.61 | 278 | L3 | 1 | LB | US
CPYEN-2-0.1540 | CPYEN-2-0.1540 | 1/2" 360 Degree Nozzle Drill 0.1540 >HFC-227ea | 208.61 | 278 | L3 | 1 | LB | US
CPYEN-2-0.1562 | CPYEN-2-0.1562 | 1/2" 360 Degree Nozzle Drill 0.1562 >HFC-227ea | 208.61 | 278 | L3 | 1 | LB | US
CPYEN-2-0.1570 | CPYEN-2-0.1570 | 1/2" 360 Degree Nozzle Drill 0.1570 >HFC-227ea | 208.61 | 278 | L3 | 1 | LB | US
CPYEN-2-0.1590 | CPYEN-2-0.1590 | 1/2" 360 Degree Nozzle Drill 0.1590 >HFC-227ea | 208.61 | 278 | L3 | 1 | LB | US
CPYEN-2-0.1610 | CPYEN-2-0.1610 | 1/2" 360 Degree Nozzle Drill 0.1610 >HFC-227ea | 208.61 | 278 | L3 | 1 | LB | US
CPYEN-2-0.1660 | CPYEN-2-0.1660 | 1/2" 360 Degree Nozzle Drill 0.1660 >HFC-227ea | 208.61 | 278 | L3 | 1 | LB | US
CPYEN-2-0.1695 | CPYEN-2-0.1695 | 1/2" 360 Degree Nozzle Drill 0.1695 >HFC-227ea | 208.61 | 278 | L3 | 1 | LB | US
CPYEN-2-0.1719 | CPYEN-2-0.1719 | 1/2" 360 Degree Nozzle Drill 0.1719 >HFC-227ea | 208.61 | 278 | L3 | 1 | LB | US
CPYEN-2-0.1730 | CPYEN-2-0.1730 | 1/2" 360 Degree Nozzle Drill 0.1730 >HFC-227ea | 208.61 | 278 | L3 | 1 | LB | US
CPYEN-2-0.1770 | CPYEN-2-0.1770 | 1/2" 360 Degree Nozzle Drill 0.1770 >HFC-227ea | 208.61 | 278 | L3 | 1 | LB | US
CPYEN-2-0.1800 | CPYEN-2-0.1800 | 1/2" 360 Degree Nozzle Drill 0.1800 >HFC-227ea | 208.61 | 278 | L3 | 1 | LB | US
CPYEN-2-0.1820 | CPYEN-2-0.1820 | 1/2" 360 Degree Nozzle Drill 0.1820 >HFC-227ea | 208.61 | 278 | L3 | 1 | LB | US
CPYEN-2-0.1850 | CPYEN-2-0.1850 | 1/2" 360 Degree Nozzle Drill 0.1850 >HFC-227ea | 208.61 | 278 | L3 | 1 | LB | US
CPYEN-2-0.1875 | CPYEN-2-0.1875 | 1/2" 360 Degree Nozzle Drill 0.1875 >HFC-227ea | 208.61 | 278 | L3 | 1 | LB | US
CPYEN-2-0.1890 | CPYEN-2-0.1890 | 1/2" 360 Degree Nozzle Drill 0.1890 >HFC-227ea | 208.61 | 278 | L3 | 1 | LB | US
CPYEN-2-0.1910 | CPYEN-2-0.1910 | 1/2" 360 Degree Nozzle Drill 0.1910 >HFC-227ea | 208.61 | 278 | L3 | 1 | LB | US
CPYEN-2-0.1935 | CPYEN-2-0.1935 | 1/2" 360 Degree Nozzle Drill 0.1935 >HFC-227ea | 208.61 | 278 | L3 | 1 | LB | US
CPYEN-2-0.1960 | CPYEN-2-0.1960 | 1/2" 360 Degree Nozzle Drill 0.1960 >HFC-227ea | 208.61 | 278 | L3 | 1 | LB | US
CPYEN2-1-0.0551 | CPYEN2-1-0.0551 | 1/2" 180 Degree Nozzle Drill 0.0551 > Novec 1230 | 211.61 | 282 | L3 | 1 | LB | US
CPYEN2-1-0.0591 | CPYEN2-1-0.0591 | 1/2" 180 Degree Nozzle Drill 0.0591 > Novec 1230 | 211.61 | 282 | L3 | 1 | LB | US
CPYEN2-1-0.0630 | CPYEN2-1-0.0630 | 1/2" 180 Degree Nozzle Drill 0.0630 > Novec 1230 | 211.61 | 282 | L3 | 1 | LB | US
CPYEN2-1-0.0669 | CPYEN2-1-0.0669 | 1/2" 180 Degree Nozzle Drill 0.0669 > Novec 1230 | 211.61 | 282 | L3 | 1 | LB | US
CPYEN2-1-0.0709 | CPYEN2-1-0.0709 | 1/2" 180 Degree Nozzle Drill 0.0709 > Novec 1230 | 211.61 | 282 | L3 | 1 | LB | US
CPYEN2-1-0.0748 | CPYEN2-1-0.0748 | 1/2" 180 Degree Nozzle Drill 0.0748 > Novec 1230 | 211.61 | 282 | L3 | 1 | LB | US
CPYEN2-1-0.0787 | CPYEN2-1-0.0787 | 1/2" 180 Degree Nozzle Drill 0.0787 > Novec 1230 | 211.61 | 282 | L3 | 1 | LB | US
CPYEN2-1-0.0827 | CPYEN2-1-0.0827 | 1/2" 180 Degree Nozzle Drill 0.0827 > Novec 1230 | 211.61 | 282 | L3 | 1 | LB | US
CPYEN2-1-0.0866 | CPYEN2-1-0.0866 | 1/2" 180 Degree Nozzle Drill 0.0866 > Novec 1230 | 211.61 | 282 | L3 | 1 | LB | US
CPYEN2-1-0.0906 | CPYEN2-1-0.0906 | 1/2" 180 Degree Nozzle Drill 0.0906 > Novec 1230 | 211.61 | 282 | L3 | 1 | LB | US
CPYEN2-1-0.0945 | CPYEN2-1-0.0945 | 1/2" 180 Degree Nozzle Drill 0.0945 > Novec 1230 | 211.61 | 282 | L3 | 1 | LB | US
CPYEN2-1-0.0984 | CPYEN2-1-0.0984 | 1/2" 180 Degree Nozzle Drill 0.0984 > Novec 1230 | 211.61 | 282 | L3 | 1 | LB | US
CPYEN2-1-0.1024 | CPYEN2-1-0.1024 | 1/2" 180 Degree Nozzle Drill 0.1024 > Novec 1230 | 211.61 | 282 | L3 | 1 | LB | US
CPYEN2-1-0.1063 | CPYEN2-1-0.1063 | 1/2" 180 Degree Nozzle Drill 0.1063 > Novec 1230 | 211.61 | 282 | L3 | 1 | LB | US
CPYEN2-1-0.1102 | CPYEN2-1-0.1102 | 1/2" 180 Degree Nozzle Drill 0.1102 > Novec 1230 | 211.61 | 282 | L3 | 1 | LB | US
CPYEN2-1-0.1142 | CPYEN2-1-0.1142 | 1/2" 180 Degree Nozzle Drill 0.1142 > Novec 1230 | 211.61 | 282 | L3 | 1 | LB | US
CPYEN2-1-0.1181 | CPYEN2-1-0.1181 | 1/2" 180 Degree Nozzle Drill 0.1181 > Novec 1230 | 211.61 | 282 | L3 | 1 | LB | US
CPYEN2-1-0.1220 | CPYEN2-1-0.1220 | 1/2" 180 Degree Nozzle Drill 0.1220 > Novec 1230 | 211.61 | 282 | L3 | 1 | LB | US
CPYEN2-1-0.1260 | CPYEN2-1-0.1260 | 1/2" 180 Degree Nozzle Drill 0.1260 > Novec 1230 | 211.61 | 282 | L3 | 1 | LB | US
CPYEN2-1-0.1299 | CPYEN2-1-0.1299 | 1/2" 180 Degree Nozzle Drill 0.1299 > Novec 1230 | 211.61 | 282 | L3 | 1 | LB | US
CPYEN2-1-0.1339 | CPYEN2-1-0.1339 | 1/2" 180 Degree Nozzle Drill 0.1339 > Novec 1230 | 211.61 | 282 | L3 | 1 | LB | US
CPYEN2-1-0.1378 | CPYEN2-1-0.1378 | 1/2" 180 Degree Nozzle Drill 0.1378 > Novec 1230 | 211.61 | 282 | L3 | 1 | LB | US
CPYEN2-1-0.1417 | CPYEN2-1-0.1417 | 1/2" 180 Degree Nozzle Drill 0.1417 > Novec 1230 | 211.61 | 282 | L3 | 1 | LB | US
CPYEN2-1-0.1457 | CPYEN2-1-0.1457 | 1/2" 180 Degree Nozzle Drill 0.1457 > Novec 1230 | 211.61 | 282 | L3 | 1 | LB | US
CPYEN2-1-0.1496 | CPYEN2-1-0.1496 | 1/2" 180 Degree Nozzle Drill 0.1496 > Novec 1230 | 211.61 | 282 | L3 | 1 | LB | US
CPYEN2-1-0.1535 | CPYEN2-1-0.1535 | 1/2" 180 Degree Nozzle Drill 0.1535 > Novec 1230 | 211.61 | 282 | L3 | 1 | LB | US
CPYEN2-10-0.1811 | CPYEN2-10-0.1811 | 1-1/2" 360 Degree Nozzle Drill 0.1811 > Novec 1230 | 211.61 | 282 | L3 | 1 | LB | US
CPYEN2-10-0.1850 | CPYEN2-10-0.1850 | 1-1/2" 360 Degree Nozzle Drill 0.1850 > Novec 1230 | 211.61 | 282 | L3 | 1 | LB | US
CPYEN2-10-0.1890 | CPYEN2-10-0.1890 | 1-1/2" 360 Degree Nozzle Drill 0.1890 > Novec 1230 | 211.61 | 282 | L3 | 1 | LB | US
CPYEN2-10-0.1929 | CPYEN2-10-0.1929 | 1-1/2" 360 Degree Nozzle Drill 0.1929 > Novec 1230 | 211.61 | 282 | L3 | 1 | LB | US
CPYEN2-10-0.1969 | CPYEN2-10-0.1969 | 1-1/2" 360 Degree Nozzle Drill 0.1969 > Novec 1230 | 211.61 | 282 | L3 | 1 | LB | US
CPYEN2-10-0.2008 | CPYEN2-10-0.2008 | 1-1/2" 360 Degree Nozzle Drill 0.2008 > Novec 1230 | 211.61 | 282 | L3 | 1 | LB | US
CPYEN2-10-0.2047 | CPYEN2-10-0.2047 | 1-1/2" 360 Degree Nozzle Drill 0.2047 > Novec 1230 | 211.61 | 282 | L3 | 1 | LB | US
CPYEN2-10-0.2087 | CPYEN2-10-0.2087 | 1-1/2" 360 Degree Nozzle Drill 0.2087 > Novec 1230 | 211.61 | 282 | L3 | 1 | LB | US
CPYEN2-10-0.2126 | CPYEN2-10-0.2126 | 1-1/2" 360 Degree Nozzle Drill 0.2126 > Novec 1230 | 211.61 | 282 | L3 | 1 | LB | US
CPYEN2-10-0.2165 | CPYEN2-10-0.2165 | 1-1/2" 360 Degree Nozzle Drill 0.2165 > Novec 1230 | 211.61 | 282 | L3 | 1 | LB | US
CPYEN2-10-0.2205 | CPYEN2-10-0.2205 | 1-1/2" 360 Degree Nozzle Drill 0.2205 > Novec 1230 | 211.61 | 282 | L3 | 1 | LB | US
CPYEN2-10-0.2244 | CPYEN2-10-0.2244 | 1-1/2" 360 Degree Nozzle Drill 0.2244 > Novec 1230 | 211.61 | 282 | L3 | 1 | LB | US
CPYEN2-10-0.2283 | CPYEN2-10-0.2283 | 1-1/2" 360 Degree Nozzle Drill 0.2283 > Novec 1230 | 211.61 | 282 | L3 | 1 | LB | US
CPYEN2-10-0.2323 | CPYEN2-10-0.2323 | 1-1/2" 360 Degree Nozzle Drill 0.2323 > Novec 1230 | 211.61 | 282 | L3 | 1 | LB | US
CPYEN2-10-0.2362 | CPYEN2-10-0.2362 | 1-1/2" 360 Degree Nozzle Drill 0.2362 > Novec 1230 | 211.61 | 282 | L3 | 1 | LB | US
CPYEN2-10-0.2402 | CPYEN2-10-0.2402 | 1-1/2" 360 Degree Nozzle Drill 0.2402 > Novec 1230 | 211.61 | 282 | L3 | 1 | LB | US
CPYEN2-10-0.2441 | CPYEN2-10-0.2441 | 1-1/2" 360 Degree Nozzle Drill 0.2441 > Novec 1230 | 211.61 | 282 | L3 | 1 | LB | US
CPYEN2-10-0.2480 | CPYEN2-10-0.2480 | 1-1/2" 360 Degree Nozzle Drill 0.2480 > Novec 1230 | 211.61 | 282 | L3 | 1 | LB | US
CPYEN2-10-0.2520 | CPYEN2-10-0.2520 | 1-1/2" 360 Degree Nozzle Drill 0.2520 > Novec 1230 | 211.61 | 282 | L3 | 1 | LB | US
CPYEN2-10-0.2559 | CPYEN2-10-0.2559 | 1-1/2" 360 Degree Nozzle Drill 0.2559 > Novec 1230 | 211.61 | 282 | L3 | 1 | LB | US
CPYEN2-10-0.2598 | CPYEN2-10-0.2598 | 1-1/2" 360 Degree Nozzle Drill 0.2598 > Novec 1230 | 211.61 | 282 | L3 | 1 | LB | US
CPYEN2-10-0.2638 | CPYEN2-10-0.2638 | 1-1/2" 360 Degree Nozzle Drill 0.2638 > Novec 1230 | 211.61 | 282 | L3 | 1 | LB | US
CPYEN2-10-0.2677 | CPYEN2-10-0.2677 | 1-1/2" 360 Degree Nozzle Drill 0.2677 > Novec 1230 | 211.61 | 282 | L3 | 1 | LB | US
CPYEN2-10-0.2717 | CPYEN2-10-0.2717 | 1-1/2" 360 Degree Nozzle Drill 0.2717 > Novec 1230 | 211.61 | 282 | L3 | 1 | LB | US
CPYEN2-10-0.2756 | CPYEN2-10-0.2756 | 1-1/2" 360 Degree Nozzle Drill 0.2756 > Novec 1230 | 211.61 | 282 | L3 | 1 | LB | US
CPYEN2-10-0.2795 | CPYEN2-10-0.2795 | 1-1/2" 360 Degree Nozzle Drill 0.2795 > Novec 1230 | 211.61 | 282 | L3 | 1 | LB | US
CPYEN2-10-0.2835 | CPYEN2-10-0.2835 | 1-1/2" 360 Degree Nozzle Drill 0.2835 > Novec 1230 | 211.61 | 282 | L3 | 1 | LB | US
CPYEN2-10-0.2874 | CPYEN2-10-0.2874 | 1-1/2" 360 Degree Nozzle Drill 0.2874 > Novec 1230 | 211.61 | 282 | L3 | 1 | LB | US
CPYEN2-10-0.2913 | CPYEN2-10-0.2913 | 1-1/2" 360 Degree Nozzle Drill 0.2913 > Novec 1230 | 211.61 | 282 | L3 | 1 | LB | US
CPYEN2-10-0.2953 | CPYEN2-10-0.2953 | 1-1/2" 360 Degree Nozzle Drill 0.2953 > Novec 1230 | 211.61 | 282 | L3 | 1 | LB | US
CPYEN2-10-0.2992 | CPYEN2-10-0.2992 | 1-1/2" 360 Degree Nozzle Drill 0.2992 > Novec 1230 | 211.61 | 282 | L3 | 1 | LB | US
CPYEN2-10-0.3031 | CPYEN2-10-0.3031 | 1-1/2" 360 Degree Nozzle Drill 0.3031 > Novec 1230 | 211.61 | 282 | L3 | 1 | LB | US
CPYEN2-10-0.3071 | CPYEN2-10-0.3071 | 1-1/2" 360 Degree Nozzle Drill 0.3071 > Novec 1230 | 211.61 | 282 | L3 | 1 | LB | US
CPYEN2-10-0.3110 | CPYEN2-10-0.3110 | 1-1/2" 360 Degree Nozzle Drill 0.3110 > Novec 1230 | 211.61 | 282 | L3 | 1 | LB | US
CPYEN2-10-0.3150 | CPYEN2-10-0.3150 | 1-1/2" 360 Degree Nozzle Drill 0.3150 > Novec 1230 | 211.61 | 282 | L3 | 1 | LB | US
CPYEN2-10-0.3189 | CPYEN2-10-0.3189 | 1-1/2" 360 Degree Nozzle Drill 0.3189 > Novec 1230 | 211.61 | 282 | L3 | 1 | LB | US
CPYEN2-10-0.3228 | CPYEN2-10-0.3228 | 1-1/2" 360 Degree Nozzle Drill 0.3228 > Novec 1230 | 211.61 | 282 | L3 | 1 | LB | US
CPYEN2-10-0.3268 | CPYEN2-10-0.3268 | 1-1/2" 360 Degree Nozzle Drill 0.3268 > Novec 1230 | 211.61 | 282 | L3 | 1 | LB | US
CPYEN2-10-0.3307 | CPYEN2-10-0.3307 | 1-1/2" 360 Degree Nozzle Drill 0.3307 > Novec 1230 | 211.61 | 282 | L3 | 1 | LB | US
CPYEN2-10-0.3346 | CPYEN2-10-0.3346 | 1-1/2" 360 Degree Nozzle Drill 0.3346 > Novec 1230 | 211.61 | 282 | L3 | 1 | LB | US
CPYEN2-10-0.3386 | CPYEN2-10-0.3386 | 1-1/2" 360 Degree Nozzle Drill 0.3386 > Novec 1230 | 211.61 | 282 | L3 | 1 | LB | US
CPYEN2-10-0.3425 | CPYEN2-10-0.3425 | 1-1/2" 360 Degree Nozzle Drill 0.3425 > Novec 1230 | 211.61 | 282 | L3 | 1 | LB | US
CPYEN2-10-0.3465 | CPYEN2-10-0.3465 | 1-1/2" 360 Degree Nozzle Drill 0.3465 > Novec 1230 | 211.61 | 282 | L3 | 1 | LB | US
CPYEN2-10-0.3504 | CPYEN2-10-0.3504 | 1-1/2" 360 Degree Nozzle Drill 0.3504 > Novec 1230 | 211.61 | 282 | L3 | 1 | LB | US
CPYEN2-10-0.3543 | CPYEN2-10-0.3543 | 1-1/2" 360 Degree Nozzle Drill 0.3543 > Novec 1230 | 211.61 | 282 | L3 | 1 | LB | US
CPYEN2-10-0.3583 | CPYEN2-10-0.3583 | 1-1/2" 360 Degree Nozzle Drill 0.3583 > Novec 1230 | 211.61 | 282 | L3 | 1 | LB | US
CPYEN2-10-0.3622 | CPYEN2-10-0.3622 | 1-1/2" 360 Degree Nozzle Drill 0.3622 > Novec 1230 | 211.61 | 282 | L3 | 1 | LB | US
CPYEN2-10-0.3661 | CPYEN2-10-0.3661 | 1-1/2" 360 Degree Nozzle Drill 0.3661 > Novec 1230 | 211.61 | 282 | L3 | 1 | LB | US
CPYEN2-11-0.2598 | CPYEN2-11-0.2598 | 2" 180 Degree Nozzle Drill 0.2598 > Novec 1230 | 211.61 | 282 | L3 | 1 | LB | US
CPYEN2-11-0.2638 | CPYEN2-11-0.2638 | 2" 180 Degree Nozzle Drill 0.2638 > Novec 1230 | 211.61 | 282 | L3 | 1 | LB | US
CPYEN2-11-0.2677 | CPYEN2-11-0.2677 | 2" 180 Degree Nozzle Drill 0.2677 > Novec 1230 | 211.61 | 282 | L3 | 1 | LB | US
CPYEN2-11-0.2717 | CPYEN2-11-0.2717 | 2" 180 Degree Nozzle Drill 0.2717 > Novec 1230 | 211.61 | 282 | L3 | 1 | LB | US
CPYEN2-11-0.2756 | CPYEN2-11-0.2756 | 2" 180 Degree Nozzle Drill 0.2756 > Novec 1230 | 211.61 | 282 | L3 | 1 | LB | US
CPYEN2-11-0.2795 | CPYEN2-11-0.2795 | 2" 180 Degree Nozzle Drill 0.2795 > Novec 1230 | 211.61 | 282 | L3 | 1 | LB | US
CPYEN2-11-0.2835 | CPYEN2-11-0.2835 | 2" 180 Degree Nozzle Drill 0.2835 > Novec 1230 | 211.61 | 282 | L3 | 1 | LB | US
CPYEN2-11-0.2874 | CPYEN2-11-0.2874 | 2" 180 Degree Nozzle Drill 0.2874 > Novec 1230 | 211.61 | 282 | L3 | 1 | LB | US
CPYEN2-11-0.2913 | CPYEN2-11-0.2913 | 2" 180 Degree Nozzle Drill 0.2913 > Novec 1230 | 211.61 | 282 | L3 | 1 | LB | US
CPYEN2-11-0.2953 | CPYEN2-11-0.2953 | 2" 180 Degree Nozzle Drill 0.2953 > Novec 1230 | 211.61 | 282 | L3 | 1 | LB | US
CPYEN2-11-0.2992 | CPYEN2-11-0.2992 | 2" 180 Degree Nozzle Drill 0.2992 > Novec 1230 | 211.61 | 282 | L3 | 1 | LB | US
CPYEN2-11-0.3031 | CPYEN2-11-0.3031 | 2" 180 Degree Nozzle Drill 0.3031 > Novec 1230 | 211.61 | 282 | L3 | 1 | LB | US
CPYEN2-11-0.3071 | CPYEN2-11-0.3071 | 2" 180 Degree Nozzle Drill 0.3071 > Novec 1230 | 211.61 | 282 | L3 | 1 | LB | US
CPYEN2-11-0.3110 | CPYEN2-11-0.3110 | 2" 180 Degree Nozzle Drill 0.3110 > Novec 1230 | 211.61 | 282 | L3 | 1 | LB | US
CPYEN2-11-0.3150 | CPYEN2-11-0.3150 | 2" 180 Degree Nozzle Drill 0.3150 > Novec 1230 | 211.61 | 282 | L3 | 1 | LB | US
CPYEN2-11-0.3189 | CPYEN2-11-0.3189 | 2" 180 Degree Nozzle Drill 0.3189 > Novec 1230 | 211.61 | 282 | L3 | 1 | LB | US
CPYEN2-11-0.3228 | CPYEN2-11-0.3228 | 2" 180 Degree Nozzle Drill 0.3228 > Novec 1230 | 211.61 | 282 | L3 | 1 | LB | US
CPYEN2-11-0.3268 | CPYEN2-11-0.3268 | 2" 180 Degree Nozzle Drill 0.3268 > Novec 1230 | 211.61 | 282 | L3 | 1 | LB | US
CPYEN2-11-0.3307 | CPYEN2-11-0.3307 | 2" 180 Degree Nozzle Drill 0.3307 > Novec 1230 | 211.61 | 282 | L3 | 1 | LB | US
CPYEN2-11-0.3346 | CPYEN2-11-0.3346 | 2" 180 Degree Nozzle Drill 0.3346 > Novec 1230 | 211.61 | 282 | L3 | 1 | LB | US
CPYEN2-11-0.3386 | CPYEN2-11-0.3386 | 2" 180 Degree Nozzle Drill 0.3386 > Novec 1230 | 211.61 | 282 | L3 | 1 | LB | US
CPYEN2-11-0.3425 | CPYEN2-11-0.3425 | 2" 180 Degree Nozzle Drill 0.3425 > Novec 1230 | 211.61 | 282 | L3 | 1 | LB | US
CPYEN2-11-0.3465 | CPYEN2-11-0.3465 | 2" 180 Degree Nozzle Drill 0.3465 > Novec 1230 | 211.61 | 282 | L3 | 1 | LB | US
CPYEN2-11-0.3504 | CPYEN2-11-0.3504 | 2" 180 Degree Nozzle Drill 0.3504 > Novec 1230 | 211.61 | 282 | L3 | 1 | LB | US
CPYEN2-11-0.3543 | CPYEN2-11-0.3543 | 2" 180 Degree Nozzle Drill 0.3543 > Novec 1230 | 211.61 | 282 | L3 | 1 | LB | US
CPYEN2-11-0.3583 | CPYEN2-11-0.3583 | 2" 180 Degree Nozzle Drill 0.3583 > Novec 1230 | 211.61 | 282 | L3 | 1 | LB | US
CPYEN2-11-0.3622 | CPYEN2-11-0.3622 | 2" 180 Degree Nozzle Drill 0.3622 > Novec 1230 | 211.61 | 282 | L3 | 1 | LB | US
CPYEN2-11-0.3661 | CPYEN2-11-0.3661 | 2" 180 Degree Nozzle Drill 0.3661 > Novec 1230 | 211.61 | 282 | L3 | 1 | LB | US
CPYEN2-11-0.3701 | CPYEN2-11-0.3701 | 2" 180 Degree Nozzle Drill 0.3701 > Novec 1230 | 211.61 | 282 | L3 | 1 | LB | US
CPYEN2-11-0.3740 | CPYEN2-11-0.3740 | 2" 180 Degree Nozzle Drill 0.3740 > Novec 1230 | 211.61 | 282 | L3 | 1 | LB | US
CPYEN2-11-0.3780 | CPYEN2-11-0.3780 | 2" 180 Degree Nozzle Drill 0.3780 > Novec 1230 | 211.61 | 282 | L3 | 1 | LB | US
CPYEN2-11-0.3819 | CPYEN2-11-0.3819 | 2" 180 Degree Nozzle Drill 0.3819 > Novec 1230 | 211.61 | 282 | L3 | 1 | LB | US
CPYEN2-11-0.3858 | CPYEN2-11-0.3858 | 2" 180 Degree Nozzle Drill 0.3858 > Novec 1230 | 211.61 | 282 | L3 | 1 | LB | US
CPYEN2-11-0.3898 | CPYEN2-11-0.3898 | 2" 180 Degree Nozzle Drill 0.3898 > Novec 1230 | 211.61 | 282 | L3 | 1 | LB | US
CPYEN2-11-0.3937 | CPYEN2-11-0.3937 | 2" 180 Degree Nozzle Drill 0.3937 > Novec 1230 | 211.61 | 282 | L3 | 1 | LB | US
CPYEN2-11-0.3976 | CPYEN2-11-0.3976 | 2" 180 Degree Nozzle Drill 0.3976 > Novec 1230 | 211.61 | 282 | L3 | 1 | LB | US
CPYEN2-11-0.4016 | CPYEN2-11-0.4016 | 2" 180 Degree Nozzle Drill 0.4016 > Novec 1230 | 211.61 | 282 | L3 | 1 | LB | US
CPYEN2-11-0.4055 | CPYEN2-11-0.4055 | 2" 180 Degree Nozzle Drill 0.4055 > Novec 1230 | 211.61 | 282 | L3 | 1 | LB | US
CPYEN2-11-0.4094 | CPYEN2-11-0.4094 | 2" 180 Degree Nozzle Drill 0.4094 > Novec 1230 | 211.61 | 282 | L3 | 1 | LB | US
CPYEN2-11-0.4134 | CPYEN2-11-0.4134 | 2" 180 Degree Nozzle Drill 0.4134 > Novec 1230 | 211.61 | 282 | L3 | 1 | LB | US
CPYEN2-11-0.4173 | CPYEN2-11-0.4173 | 2" 180 Degree Nozzle Drill 0.4173 > Novec 1230 | 211.61 | 282 | L3 | 1 | LB | US
CPYEN2-11-0.4213 | CPYEN2-11-0.4213 | 2" 180 Degree Nozzle Drill 0.4213 > Novec 1230 | 211.61 | 282 | L3 | 1 | LB | US
CPYEN2-11-0.4252 | CPYEN2-11-0.4252 | 2" 180 Degree Nozzle Drill 0.4252 > Novec 1230 | 211.61 | 282 | L3 | 1 | LB | US
CPYEN2-11-0.4291 | CPYEN2-11-0.4291 | 2" 180 Degree Nozzle Drill 0.4291 > Novec 1230 | 211.61 | 282 | L3 | 1 | LB | US
CPYEN2-11-0.4331 | CPYEN2-11-0.4331 | 2" 180 Degree Nozzle Drill 0.4331 > Novec 1230 | 211.61 | 282 | L3 | 1 | LB | US
CPYEN2-11-0.4370 | CPYEN2-11-0.4370 | 2" 180 Degree Nozzle Drill 0.4370 > Novec 1230 | 211.61 | 282 | L3 | 1 | LB | US
CPYEN2-11-0.4409 | CPYEN2-11-0.4409 | 2" 180 Degree Nozzle Drill 0.4409 > Novec 1230 | 211.61 | 282 | L3 | 1 | LB | US
CPYEN2-11-0.4449 | CPYEN2-11-0.4449 | 2" 180 Degree Nozzle Drill 0.4449 > Novec 1230 | 211.61 | 282 | L3 | 1 | LB | US
CPYEN2-11-0.4488 | CPYEN2-11-0.4488 | 2" 180 Degree Nozzle Drill 0.4488 > Novec 1230 | 211.61 | 282 | L3 | 1 | LB | US
CPYEN2-11-0.4528 | CPYEN2-11-0.4528 | 2" 180 Degree Nozzle Drill 0.4528 > Novec 1230 | 211.61 | 282 | L3 | 1 | LB | US
CPYEN2-11-0.4567 | CPYEN2-11-0.4567 | 2" 180 Degree Nozzle Drill 0.4567 > Novec 1230 | 211.61 | 282 | L3 | 1 | LB | US
CPYEN2-11-0.4606 | CPYEN2-11-0.4606 | 2" 180 Degree Nozzle Drill 0.4606 > Novec 1230 | 211.61 | 282 | L3 | 1 | LB | US
CPYEN2-11-0.4646 | CPYEN2-11-0.4646 | 2" 180 Degree Nozzle Drill 0.4646 > Novec 1230 | 211.61 | 282 | L3 | 1 | LB | US
CPYEN2-11-0.4685 | CPYEN2-11-0.4685 | 2" 180 Degree Nozzle Drill 0.4685 > Novec 1230 | 211.61 | 282 | L3 | 1 | LB | US
CPYEN2-11-0.4724 | CPYEN2-11-0.4724 | 2" 180 Degree Nozzle Drill 0.4724 > Novec 1230 | 211.61 | 282 | L3 | 1 | LB | US
CPYEN2-11-0.4764 | CPYEN2-11-0.4764 | 2" 180 Degree Nozzle Drill 0.4764 > Novec 1230 | 211.61 | 282 | L3 | 1 | LB | US
CPYEN2-11-0.4803 | CPYEN2-11-0.4803 | 2" 180 Degree Nozzle Drill 0.4803 > Novec 1230 | 211.61 | 282 | L3 | 1 | LB | US
CPYEN2-11-0.4843 | CPYEN2-11-0.4843 | 2" 180 Degree Nozzle Drill 0.4843 > Novec 1230 | 211.61 | 282 | L3 | 1 | LB | US
CPYEN2-11-0.4882 | CPYEN2-11-0.4882 | 2" 180 Degree Nozzle Drill 0.4882 > Novec 1230 | 211.61 | 282 | L3 | 1 | LB | US
CPYEN2-11-0.4921 | CPYEN2-11-0.4921 | 2" 180 Degree Nozzle Drill 0.4921 > Novec 1230 | 211.61 | 282 | L3 | 1 | LB | US
CPYEN2-11-0.4961 | CPYEN2-11-0.4961 | 2" 180 Degree Nozzle Drill 0.4961 > Novec 1230 | 211.61 | 282 | L3 | 1 | LB | US
CPYEN2-11-0.5000 | CPYEN2-11-0.5000 | 2" 180 Degree Nozzle Drill 0.5000 > Novec 1230 | 211.61 | 282 | L3 | 1 | LB | US
CPYEN2-11-0.5039 | CPYEN2-11-0.5039 | 2" 180 Degree Nozzle Drill 0.5039 > Novec 1230 | 211.61 | 282 | L3 | 1 | LB | US
CPYEN2-11-0.5079 | CPYEN2-11-0.5079 | 2" 180 Degree Nozzle Drill 0.5079 > Novec 1230 | 211.61 | 282 | L3 | 1 | LB | US
CPYEN2-11-0.5118 | CPYEN2-11-0.5118 | 2" 180 Degree Nozzle Drill 0.5118 > Novec 1230 | 211.61 | 282 | L3 | 1 | LB | US
CPYEN2-11-0.5157 | CPYEN2-11-0.5157 | 2" 180 Degree Nozzle Drill 0.5157 > Novec 1230 | 211.61 | 282 | L3 | 1 | LB | US
CPYEN2-11-0.5197 | CPYEN2-11-0.5197 | 2" 180 Degree Nozzle Drill 0.5197 > Novec 1230 | 211.61 | 282 | L3 | 1 | LB | US
CPYEN2-12-0.2323 | CPYEN2-12-0.2323 | 2" 360 Degree Nozzle Drill 0.2323 > Novec 1230 | 211.61 | 282 | L3 | 1 | LB | US
CPYEN2-12-0.2362 | CPYEN2-12-0.2362 | 2" 360 Degree Nozzle Drill 0.2362 > Novec 1230 | 211.61 | 282 | L3 | 1 | LB | US
CPYEN2-12-0.2402 | CPYEN2-12-0.2402 | 2" 360 Degree Nozzle Drill 0.2402 > Novec 1230 | 211.61 | 282 | L3 | 1 | LB | US
CPYEN2-12-0.2441 | CPYEN2-12-0.2441 | 2" 360 Degree Nozzle Drill 0.2441 > Novec 1230 | 211.61 | 282 | L3 | 1 | LB | US
CPYEN2-12-0.2480 | CPYEN2-12-0.2480 | 2" 360 Degree Nozzle Drill 0.2480 > Novec 1230 | 211.61 | 282 | L3 | 1 | LB | US
CPYEN2-12-0.2520 | CPYEN2-12-0.2520 | 2" 360 Degree Nozzle Drill 0.2520 > Novec 1230 | 211.61 | 282 | L3 | 1 | LB | US
CPYEN2-12-0.2559 | CPYEN2-12-0.2559 | 2" 360 Degree Nozzle Drill 0.2559 > Novec 1230 | 211.61 | 282 | L3 | 1 | LB | US
CPYEN2-12-0.2598 | CPYEN2-12-0.2598 | 2" 360 Degree Nozzle Drill 0.2598 > Novec 1230 | 211.61 | 282 | L3 | 1 | LB | US
CPYEN2-12-0.2638 | CPYEN2-12-0.2638 | 2" 360 Degree Nozzle Drill 0.2638 > Novec 1230 | 211.61 | 282 | L3 | 1 | LB | US
CPYEN2-12-0.2677 | CPYEN2-12-0.2677 | 2" 360 Degree Nozzle Drill 0.2677 > Novec 1230 | 211.61 | 282 | L3 | 1 | LB | US
CPYEN2-12-0.2717 | CPYEN2-12-0.2717 | 2" 360 Degree Nozzle Drill 0.2717 > Novec 1230 | 211.61 | 282 | L3 | 1 | LB | US
CPYEN2-12-0.2756 | CPYEN2-12-0.2756 | 2" 360 Degree Nozzle Drill 0.2756 > Novec 1230 | 211.61 | 282 | L3 | 1 | LB | US
CPYEN2-12-0.2795 | CPYEN2-12-0.2795 | 2" 360 Degree Nozzle Drill 0.2795 > Novec 1230 | 211.61 | 282 | L3 | 1 | LB | US
CPYEN2-12-0.2835 | CPYEN2-12-0.2835 | 2" 360 Degree Nozzle Drill 0.2835 > Novec 1230 | 211.61 | 282 | L3 | 1 | LB | US
CPYEN2-12-0.2874 | CPYEN2-12-0.2874 | 2" 360 Degree Nozzle Drill 0.2874 > Novec 1230 | 211.61 | 282 | L3 | 1 | LB | US
CPYEN2-12-0.2913 | CPYEN2-12-0.2913 | 2" 360 Degree Nozzle Drill 0.2913 > Novec 1230 | 211.61 | 282 | L3 | 1 | LB | US
CPYEN2-12-0.2953 | CPYEN2-12-0.2953 | 2" 360 Degree Nozzle Drill 0.2953 > Novec 1230 | 211.61 | 282 | L3 | 1 | LB | US
CPYEN2-12-0.2992 | CPYEN2-12-0.2992 | 2" 360 Degree Nozzle Drill 0.2992 > Novec 1230 | 211.61 | 282 | L3 | 1 | LB | US
CPYEN2-12-0.3031 | CPYEN2-12-0.3031 | 2" 360 Degree Nozzle Drill 0.3031 > Novec 1230 | 211.61 | 282 | L3 | 1 | LB | US
CPYEN2-12-0.3071 | CPYEN2-12-0.3071 | 2" 360 Degree Nozzle Drill 0.3071 > Novec 1230 | 211.61 | 282 | L3 | 1 | LB | US
CPYEN2-12-0.3110 | CPYEN2-12-0.3110 | 2" 360 Degree Nozzle Drill 0.3110 > Novec 1230 | 211.61 | 282 | L3 | 1 | LB | US
CPYEN2-12-0.3150 | CPYEN2-12-0.3150 | 2" 360 Degree Nozzle Drill 0.3150 > Novec 1230 | 211.61 | 282 | L3 | 1 | LB | US
CPYEN2-12-0.3189 | CPYEN2-12-0.3189 | 2" 360 Degree Nozzle Drill 0.3189 > Novec 1230 | 211.61 | 282 | L3 | 1 | LB | US
CPYEN2-12-0.3228 | CPYEN2-12-0.3228 | 2" 360 Degree Nozzle Drill 0.3228 > Novec 1230 | 211.61 | 282 | L3 | 1 | LB | US
CPYEN2-12-0.3268 | CPYEN2-12-0.3268 | 2" 360 Degree Nozzle Drill 0.3268 > Novec 1230 | 211.61 | 282 | L3 | 1 | LB | US
CPYEN2-12-0.3307 | CPYEN2-12-0.3307 | 2" 360 Degree Nozzle Drill 0.3307 > Novec 1230 | 211.61 | 282 | L3 | 1 | LB | US
CPYEN2-12-0.3346 | CPYEN2-12-0.3346 | 2" 360 Degree Nozzle Drill 0.3346 > Novec 1230 | 211.61 | 282 | L3 | 1 | LB | US
CPYEN2-12-0.3386 | CPYEN2-12-0.3386 | 2" 360 Degree Nozzle Drill 0.3386 > Novec 1230 | 211.61 | 282 | L3 | 1 | LB | US
CPYEN2-12-0.3425 | CPYEN2-12-0.3425 | 2" 360 Degree Nozzle Drill 0.3425 > Novec 1230 | 211.61 | 282 | L3 | 1 | LB | US
CPYEN2-12-0.3465 | CPYEN2-12-0.3465 | 2" 360 Degree Nozzle Drill 0.3465 > Novec 1230 | 211.61 | 282 | L3 | 1 | LB | US
CPYEN2-12-0.3504 | CPYEN2-12-0.3504 | 2" 360 Degree Nozzle Drill 0.3504 > Novec 1230 | 211.61 | 282 | L3 | 1 | LB | US
CPYEN2-12-0.3543 | CPYEN2-12-0.3543 | 2" 360 Degree Nozzle Drill 0.3543 > Novec 1230 | 211.61 | 282 | L3 | 1 | LB | US
CPYEN2-12-0.3583 | CPYEN2-12-0.3583 | 2" 360 Degree Nozzle Drill 0.3583 > Novec 1230 | 211.61 | 282 | L3 | 1 | LB | US
CPYEN2-12-0.3622 | CPYEN2-12-0.3622 | 2" 360 Degree Nozzle Drill 0.3622 > Novec 1230 | 211.61 | 282 | L3 | 1 | LB | US
CPYEN2-12-0.3661 | CPYEN2-12-0.3661 | 2" 360 Degree Nozzle Drill 0.3661 > Novec 1230 | 211.61 | 282 | L3 | 1 | LB | US
CPYEN2-12-0.3701 | CPYEN2-12-0.3701 | 2" 360 Degree Nozzle Drill 0.3701 > Novec 1230 | 211.61 | 282 | L3 | 1 | LB | US
CPYEN2-12-0.3740 | CPYEN2-12-0.3740 | 2" 360 Degree Nozzle Drill 0.3740 > Novec 1230 | 211.61 | 282 | L3 | 1 | LB | US
CPYEN2-12-0.3780 | CPYEN2-12-0.3780 | 2" 360 Degree Nozzle Drill 0.3780 > Novec 1230 | 211.61 | 282 | L3 | 1 | LB | US
CPYEN2-12-0.3819 | CPYEN2-12-0.3819 | 2" 360 Degree Nozzle Drill 0.3819 > Novec 1230 | 211.61 | 282 | L3 | 1 | LB | US
CPYEN2-12-0.3858 | CPYEN2-12-0.3858 | 2" 360 Degree Nozzle Drill 0.3858 > Novec 1230 | 211.61 | 282 | L3 | 1 | LB | US
CPYEN2-12-0.3898 | CPYEN2-12-0.3898 | 2" 360 Degree Nozzle Drill 0.3898 > Novec 1230 | 211.61 | 282 | L3 | 1 | LB | US
CPYEN2-12-0.3937 | CPYEN2-12-0.3937 | 2" 360 Degree Nozzle Drill 0.3937 > Novec 1230 | 211.61 | 282 | L3 | 1 | LB | US
CPYEN2-12-0.3976 | CPYEN2-12-0.3976 | 2" 360 Degree Nozzle Drill 0.3976 > Novec 1230 | 211.61 | 282 | L3 | 1 | LB | US
CPYEN2-12-0.4016 | CPYEN2-12-0.4016 | 2" 360 Degree Nozzle Drill 0.4016 > Novec 1230 | 211.61 | 282 | L3 | 1 | LB | US
CPYEN2-12-0.4055 | CPYEN2-12-0.4055 | 2" 360 Degree Nozzle Drill 0.4055 > Novec 1230 | 211.61 | 282 | L3 | 1 | LB | US
CPYEN2-12-0.4094 | CPYEN2-12-0.4094 | 2" 360 Degree Nozzle Drill 0.4094 > Novec 1230 | 211.61 | 282 | L3 | 1 | LB | US
CPYEN2-12-0.4134 | CPYEN2-12-0.4134 | 2" 360 Degree Nozzle Drill 0.4134 > Novec 1230 | 211.61 | 282 | L3 | 1 | LB | US
CPYEN2-12-0.4173 | CPYEN2-12-0.4173 | 2" 360 Degree Nozzle Drill 0.4173 > Novec 1230 | 211.61 | 282 | L3 | 1 | LB | US
CPYEN2-12-0.4213 | CPYEN2-12-0.4213 | 2" 360 Degree Nozzle Drill 0.4213 > Novec 1230 | 211.61 | 282 | L3 | 1 | LB | US
CPYEN2-12-0.4252 | CPYEN2-12-0.4252 | 2" 360 Degree Nozzle Drill 0.4252 > Novec 1230 | 211.61 | 282 | L3 | 1 | LB | US
CPYEN2-12-0.4291 | CPYEN2-12-0.4291 | 2" 360 Degree Nozzle Drill 0.4291 > Novec 1230 | 211.61 | 282 | L3 | 1 | LB | US
CPYEN2-12-0.4331 | CPYEN2-12-0.4331 | 2" 360 Degree Nozzle Drill 0.4331 > Novec 1230 | 211.61 | 282 | L3 | 1 | LB | US
CPYEN2-12-0.4370 | CPYEN2-12-0.4370 | 2" 360 Degree Nozzle Drill 0.4370 > Novec 1230 | 211.61 | 282 | L3 | 1 | LB | US
CPYEN2-12-0.4409 | CPYEN2-12-0.4409 | 2" 360 Degree Nozzle Drill 0.4409 > Novec 1230 | 211.61 | 282 | L3 | 1 | LB | US
CPYEN2-12-0.4449 | CPYEN2-12-0.4449 | 2" 360 Degree Nozzle Drill 0.4449 > Novec 1230 | 211.61 | 282 | L3 | 1 | LB | US
CPYEN2-12-0.4488 | CPYEN2-12-0.4488 | 2" 360 Degree Nozzle Drill 0.4488 > Novec 1230 | 211.61 | 282 | L3 | 1 | LB | US
CPYEN2-12-0.4528 | CPYEN2-12-0.4528 | 2" 360 Degree Nozzle Drill 0.4528 > Novec 1230 | 211.61 | 282 | L3 | 1 | LB | US
CPYEN2-12-0.4567 | CPYEN2-12-0.4567 | 2" 360 Degree Nozzle Drill 0.4567 > Novec 1230 | 211.61 | 282 | L3 | 1 | LB | US
CPYEN2-12-0.4606 | CPYEN2-12-0.4606 | 2" 360 Degree Nozzle Drill 0.4606 > Novec 1230 | 211.61 | 282 | L3 | 1 | LB | US
CPYEN2-12-0.4646 | CPYEN2-12-0.4646 | 2" 360 Degree Nozzle Drill 0.4646 > Novec 1230 | 211.61 | 282 | L3 | 1 | LB | US
CPYEN2-12-0.4685 | CPYEN2-12-0.4685 | 2" 360 Degree Nozzle Drill 0.4685 > Novec 1230 | 211.61 | 282 | L3 | 1 | LB | US
CPYEN2-2-0.0512 | CPYEN2-2-0.0512 | 1/2" 360 Degree Nozzle Drill 0.0512 > Novec 1230 | 211.61 | 282 | L3 | 1 | LB | US
CPYEN2-2-0.0551 | CPYEN2-2-0.0551 | 1/2" 360 Degree Nozzle Drill 0.0551 > Novec 1230 | 211.61 | 282 | L3 | 1 | LB | US
CPYEN2-2-0.0591 | CPYEN2-2-0.0591 | 1/2" 360 Degree Nozzle Drill 0.0591 > Novec 1230 | 211.61 | 282 | L3 | 1 | LB | US
CPYEN2-2-0.0630 | CPYEN2-2-0.0630 | 1/2" 360 Degree Nozzle Drill 0.0630 > Novec 1230 | 211.61 | 282 | L3 | 1 | LB | US
CPYEN2-2-0.0669 | CPYEN2-2-0.0669 | 1/2" 360 Degree Nozzle Drill 0.0669 > Novec 1230 | 211.61 | 282 | L3 | 1 | LB | US
CPYEN2-2-0.0709 | CPYEN2-2-0.0709 | 1/2" 360 Degree Nozzle Drill 0.0709 > Novec 1230 | 211.61 | 282 | L3 | 1 | LB | US
CPYEN2-2-0.0748 | CPYEN2-2-0.0748 | 1/2" 360 Degree Nozzle Drill 0.0748 > Novec 1230 | 211.61 | 282 | L3 | 1 | LB | US
CPYEN2-2-0.0787 | CPYEN2-2-0.0787 | 1/2" 360 Degree Nozzle Drill 0.0787 > Novec 1230 | 211.61 | 282 | L3 | 1 | LB | US
CPYEN2-2-0.0827 | CPYEN2-2-0.0827 | 1/2" 360 Degree Nozzle Drill 0.0827 > Novec 1230 | 211.61 | 282 | L3 | 1 | LB | US
CPYEN2-2-0.0866 | CPYEN2-2-0.0866 | 1/2" 360 Degree Nozzle Drill 0.0866 > Novec 1230 | 211.61 | 282 | L3 | 1 | LB | US
CPYEN2-2-0.0906 | CPYEN2-2-0.0906 | 1/2" 360 Degree Nozzle Drill 0.0906 > Novec 1230 | 211.61 | 282 | L3 | 1 | LB | US
CPYEN2-2-0.0945 | CPYEN2-2-0.0945 | 1/2" 360 Degree Nozzle Drill 0.0945 > Novec 1230 | 211.61 | 282 | L3 | 1 | LB | US
CPYEN2-2-0.0984 | CPYEN2-2-0.0984 | 1/2" 360 Degree Nozzle Drill 0.0984 > Novec 1230 | 211.61 | 282 | L3 | 1 | LB | US
CPYEN2-2-0.1024 | CPYEN2-2-0.1024 | 1/2" 360 Degree Nozzle Drill 0.1024 > Novec 1230 | 211.61 | 282 | L3 | 1 | LB | US
CPYEN2-2-0.1063 | CPYEN2-2-0.1063 | 1/2" 360 Degree Nozzle Drill 0.1063 > Novec 1230 | 211.61 | 282 | L3 | 1 | LB | US
CPYEN2-2-0.1102 | CPYEN2-2-0.1102 | 1/2" 360 Degree Nozzle Drill 0.1102 > Novec 1230 | 211.61 | 282 | L3 | 1 | LB | US
CPYEN2-2-0.1142 | CPYEN2-2-0.1142 | 1/2" 360 Degree Nozzle Drill 0.1142 > Novec 1230 | 211.61 | 282 | L3 | 1 | LB | US
CPYEN2-2-0.1181 | CPYEN2-2-0.1181 | 1/2" 360 Degree Nozzle Drill 0.1181 > Novec 1230 | 211.61 | 282 | L3 | 1 | LB | US
CPYEN2-2-0.1220 | CPYEN2-2-0.1220 | 1/2" 360 Degree Nozzle Drill 0.1220 > Novec 1230 | 211.61 | 282 | L3 | 1 | LB | US
CPYEN2-2-0.1260 | CPYEN2-2-0.1260 | 1/2" 360 Degree Nozzle Drill 0.1260 > Novec 1230 | 211.61 | 282 | L3 | 1 | LB | US
CPYEN2-2-0.1299 | CPYEN2-2-0.1299 | 1/2" 360 Degree Nozzle Drill 0.1299 > Novec 1230 | 211.61 | 282 | L3 | 1 | LB | US
CPYEN2-2-0.1339 | CPYEN2-2-0.1339 | 1/2" 360 Degree Nozzle Drill 0.1339 > Novec 1230 | 211.61 | 282 | L3 | 1 | LB | US
CPYEN2-2-0.1378 | CPYEN2-2-0.1378 | 1/2" 360 Degree Nozzle Drill 0.1378 > Novec 1230 | 211.61 | 282 | L3 | 1 | LB | US
CPYEN2-3-0.1024 | CPYEN2-3-0.1024 | 3/4" 180 Degree Nozzle Drill 0.1024 > Novec 1230 | 211.61 | 282 | L3 | 1 | LB | US
CPYEN2-3-0.1063 | CPYEN2-3-0.1063 | 3/4" 180 Degree Nozzle Drill 0.1063 > Novec 1230 | 211.61 | 282 | L3 | 1 | LB | US
CPYEN2-3-0.1102 | CPYEN2-3-0.1102 | 3/4" 180 Degree Nozzle Drill 0.1102 > Novec 1230 | 211.61 | 282 | L3 | 1 | LB | US
CPYEN2-3-0.1142 | CPYEN2-3-0.1142 | 3/4" 180 Degree Nozzle Drill 0.1142 > Novec 1230 | 211.61 | 282 | L3 | 1 | LB | US
CPYEN2-3-0.1181 | CPYEN2-3-0.1181 | 3/4" 180 Degree Nozzle Drill 0.1181 > Novec 1230 | 211.61 | 282 | L3 | 1 | LB | US
CPYEN2-3-0.1220 | CPYEN2-3-0.1220 | 3/4" 180 Degree Nozzle Drill 0.1220 > Novec 1230 | 211.61 | 282 | L3 | 1 | LB | US
CPYEN2-3-0.1260 | CPYEN2-3-0.1260 | 3/4" 180 Degree Nozzle Drill 0.1260 > Novec 1230 | 211.61 | 282 | L3 | 1 | LB | US
CPYEN2-3-0.1299 | CPYEN2-3-0.1299 | 3/4" 180 Degree Nozzle Drill 0.1299 > Novec 1230 | 211.61 | 282 | L3 | 1 | LB | US
CPYEN2-3-0.1339 | CPYEN2-3-0.1339 | 3/4" 180 Degree Nozzle Drill 0.1339 > Novec 1230 | 211.61 | 282 | L3 | 1 | LB | US
CPYEN2-3-0.1378 | CPYEN2-3-0.1378 | 3/4" 180 Degree Nozzle Drill 0.1378 > Novec 1230 | 211.61 | 282 | L3 | 1 | LB | US
CPYEN2-3-0.1417 | CPYEN2-3-0.1417 | 3/4" 180 Degree Nozzle Drill 0.1417 > Novec 1230 | 211.61 | 282 | L3 | 1 | LB | US
CPYEN2-3-0.1457 | CPYEN2-3-0.1457 | 3/4" 180 Degree Nozzle Drill 0.1457 > Novec 1230 | 211.61 | 282 | L3 | 1 | LB | US
CPYEN2-3-0.1496 | CPYEN2-3-0.1496 | 3/4" 180 Degree Nozzle Drill 0.1496 > Novec 1230 | 211.61 | 282 | L3 | 1 | LB | US
CPYEN2-3-0.1535 | CPYEN2-3-0.1535 | 3/4" 180 Degree Nozzle Drill 0.1535 > Novec 1230 | 211.61 | 282 | L3 | 1 | LB | US
CPYEN2-3-0.1575 | CPYEN2-3-0.1575 | 3/4" 180 Degree Nozzle Drill 0.1575 > Novec 1230 | 211.61 | 282 | L3 | 1 | LB | US
CPYEN2-3-0.1614 | CPYEN2-3-0.1614 | 3/4" 180 Degree Nozzle Drill 0.1614 > Novec 1230 | 211.61 | 282 | L3 | 1 | LB | US
CPYEN2-3-0.1654 | CPYEN2-3-0.1654 | 3/4" 180 Degree Nozzle Drill 0.1654 > Novec 1230 | 211.61 | 282 | L3 | 1 | LB | US
CPYEN2-3-0.1693 | CPYEN2-3-0.1693 | 3/4" 180 Degree Nozzle Drill 0.1693 > Novec 1230 | 211.61 | 282 | L3 | 1 | LB | US
CPYEN2-3-0.1732 | CPYEN2-3-0.1732 | 3/4" 180 Degree Nozzle Drill 0.1732 > Novec 1230 | 211.61 | 282 | L3 | 1 | LB | US
CPYEN2-3-0.1772 | CPYEN2-3-0.1772 | 3/4" 180 Degree Nozzle Drill 0.1772 > Novec 1230 | 211.61 | 282 | L3 | 1 | LB | US
CPYEN2-3-0.1811 | CPYEN2-3-0.1811 | 3/4" 180 Degree Nozzle Drill 0.1811 > Novec 1230 | 211.61 | 282 | L3 | 1 | LB | US
CPYEN2-3-0.1850 | CPYEN2-3-0.1850 | 3/4" 180 Degree Nozzle Drill 0.1850 > Novec 1230 | 211.61 | 282 | L3 | 1 | LB | US
CPYEN2-3-0.1890 | CPYEN2-3-0.1890 | 3/4" 180 Degree Nozzle Drill 0.1890 > Novec 1230 | 211.61 | 282 | L3 | 1 | LB | US
CPYEN2-3-0.1929 | CPYEN2-3-0.1929 | 3/4" 180 Degree Nozzle Drill 0.1929 > Novec 1230 | 211.61 | 282 | L3 | 1 | LB | US
CPYEN2-3-0.1969 | CPYEN2-3-0.1969 | 3/4" 180 Degree Nozzle Drill 0.1969 > Novec 1230 | 211.61 | 282 | L3 | 1 | LB | US
CPYEN2-3-0.2008 | CPYEN2-3-0.2008 | 3/4" 180 Degree Nozzle Drill 0.2008 > Novec 1230 | 211.61 | 282 | L3 | 1 | LB | US
CPYEN2-3-0.2047 | CPYEN2-3-0.2047 | 3/4" 180 Degree Nozzle Drill 0.2047 > Novec 1230 | 211.61 | 282 | L3 | 1 | LB | US
CPYEN2-4-0.0945 | CPYEN2-4-0.0945 | 3/4" 360 Degree Nozzle Drill 0.0945 > Novec 1230 | 211.61 | 282 | L3 | 1 | LB | US
CPYEN2-4-0.0984 | CPYEN2-4-0.0984 | 3/4" 360 Degree Nozzle Drill 0.0984 > Novec 1230 | 211.61 | 282 | L3 | 1 | LB | US
CPYEN2-4-0.1024 | CPYEN2-4-0.1024 | 3/4" 360 Degree Nozzle Drill 0.1024 > Novec 1230 | 211.61 | 282 | L3 | 1 | LB | US
CPYEN2-4-0.1063 | CPYEN2-4-0.1063 | 3/4" 360 Degree Nozzle Drill 0.1063 > Novec 1230 | 211.61 | 282 | L3 | 1 | LB | US
CPYEN2-4-0.1102 | CPYEN2-4-0.1102 | 3/4" 360 Degree Nozzle Drill 0.1102 > Novec 1230 | 211.61 | 282 | L3 | 1 | LB | US
CPYEN2-4-0.1142 | CPYEN2-4-0.1142 | 3/4" 360 Degree Nozzle Drill 0.1142 > Novec 1230 | 211.61 | 282 | L3 | 1 | LB | US
CPYEN2-4-0.1181 | CPYEN2-4-0.1181 | 3/4" 360 Degree Nozzle Drill 0.1181 > Novec 1230 | 211.61 | 282 | L3 | 1 | LB | US
CPYEN2-4-0.1220 | CPYEN2-4-0.1220 | 3/4" 360 Degree Nozzle Drill 0.1220 > Novec 1230 | 211.61 | 282 | L3 | 1 | LB | US
CPYEN2-4-0.1260 | CPYEN2-4-0.1260 | 3/4" 360 Degree Nozzle Drill 0.1260 > Novec 1230 | 211.61 | 282 | L3 | 1 | LB | US
CPYEN2-4-0.1299 | CPYEN2-4-0.1299 | 3/4" 360 Degree Nozzle Drill 0.1299 > Novec 1230 | 211.61 | 282 | L3 | 1 | LB | US
CPYEN2-4-0.1339 | CPYEN2-4-0.1339 | 3/4" 360 Degree Nozzle Drill 0.1339 > Novec 1230 | 211.61 | 282 | L3 | 1 | LB | US
CPYEN2-4-0.1378 | CPYEN2-4-0.1378 | 3/4" 360 Degree Nozzle Drill 0.1378 > Novec 1230 | 211.61 | 282 | L3 | 1 | LB | US
CPYEN2-4-0.1417 | CPYEN2-4-0.1417 | 3/4" 360 Degree Nozzle Drill 0.1417 > Novec 1230 | 211.61 | 282 | L3 | 1 | LB | US
CPYEN2-4-0.1457 | CPYEN2-4-0.1457 | 3/4" 360 Degree Nozzle Drill 0.1457 > Novec 1230 | 211.61 | 282 | L3 | 1 | LB | US
CPYEN2-4-0.1496 | CPYEN2-4-0.1496 | 3/4" 360 Degree Nozzle Drill 0.1496 > Novec 1230 | 211.61 | 282 | L3 | 1 | LB | US
CPYEN2-4-0.1535 | CPYEN2-4-0.1535 | 3/4" 360 Degree Nozzle Drill 0.1535 > Novec 1230 | 211.61 | 282 | L3 | 1 | LB | US
CPYEN2-4-0.1575 | CPYEN2-4-0.1575 | 3/4" 360 Degree Nozzle Drill 0.1575 > Novec 1230 | 211.61 | 282 | L3 | 1 | LB | US
CPYEN2-4-0.1614 | CPYEN2-4-0.1614 | 3/4" 360 Degree Nozzle Drill 0.1614 > Novec 1230 | 211.61 | 282 | L3 | 1 | LB | US
CPYEN2-4-0.1654 | CPYEN2-4-0.1654 | 3/4" 360 Degree Nozzle Drill 0.1654 > Novec 1230 | 211.61 | 282 | L3 | 1 | LB | US
CPYEN2-4-0.1693 | CPYEN2-4-0.1693 | 3/4" 360 Degree Nozzle Drill 0.1693 > Novec 1230 | 211.61 | 282 | L3 | 1 | LB | US
CPYEN2-4-0.1732 | CPYEN2-4-0.1732 | 3/4" 360 Degree Nozzle Drill 0.1732 > Novec 1230 | 211.61 | 282 | L3 | 1 | LB | US
CPYEN2-4-0.1772 | CPYEN2-4-0.1772 | 3/4" 360 Degree Nozzle Drill 0.1772 > Novec 1230 | 211.61 | 282 | L3 | 1 | LB | US
CPYEN2-4-0.1811 | CPYEN2-4-0.1811 | 3/4" 360 Degree Nozzle Drill 0.1811 > Novec 1230 | 211.61 | 282 | L3 | 1 | LB | US
CPYEN2-4-0.1850 | CPYEN2-4-0.1850 | 3/4" 360 Degree Nozzle Drill 0.1850 > Novec 1230 | 211.61 | 282 | L3 | 1 | LB | US
CPYEN2-5-0.1339 | CPYEN2-5-0.1339 | 1" 180 Degree Nozzle Drill 0.1339 > Novec 1230 | 211.61 | 282 | L3 | 1 | LB | US
CPYEN2-5-0.1378 | CPYEN2-5-0.1378 | 1" 180 Degree Nozzle Drill 0.1378 > Novec 1230 | 211.61 | 282 | L3 | 1 | LB | US
CPYEN2-5-0.1417 | CPYEN2-5-0.1417 | 1" 180 Degree Nozzle Drill 0.1417 > Novec 1230 | 211.61 | 282 | L3 | 1 | LB | US
CPYEN2-5-0.1457 | CPYEN2-5-0.1457 | 1" 180 Degree Nozzle Drill 0.1457 > Novec 1230 | 211.61 | 282 | L3 | 1 | LB | US
CPYEN2-5-0.1496 | CPYEN2-5-0.1496 | 1" 180 Degree Nozzle Drill 0.1496 > Novec 1230 | 211.61 | 282 | L3 | 1 | LB | US
CPYEN2-5-0.1535 | CPYEN2-5-0.1535 | 1" 180 Degree Nozzle Drill 0.1535 > Novec 1230 | 211.61 | 282 | L3 | 1 | LB | US
CPYEN2-5-0.1575 | CPYEN2-5-0.1575 | 1" 180 Degree Nozzle Drill 0.1575 > Novec 1230 | 211.61 | 282 | L3 | 1 | LB | US
CPYEN2-5-0.1614 | CPYEN2-5-0.1614 | 1" 180 Degree Nozzle Drill 0.1614 > Novec 1230 | 211.61 | 282 | L3 | 1 | LB | US
CPYEN2-5-0.1654 | CPYEN2-5-0.1654 | 1" 180 Degree Nozzle Drill 0.1654 > Novec 1230 | 211.61 | 282 | L3 | 1 | LB | US
CPYEN2-5-0.1693 | CPYEN2-5-0.1693 | 1" 180 Degree Nozzle Drill 0.1693 > Novec 1230 | 211.61 | 282 | L3 | 1 | LB | US
CPYEN2-5-0.1732 | CPYEN2-5-0.1732 | 1" 180 Degree Nozzle Drill 0.1732 > Novec 1230 | 211.61 | 282 | L3 | 1 | LB | US
CPYEN2-5-0.1772 | CPYEN2-5-0.1772 | 1" 180 Degree Nozzle Drill 0.1772 > Novec 1230 | 211.61 | 282 | L3 | 1 | LB | US
CPYEN2-5-0.1811 | CPYEN2-5-0.1811 | 1" 180 Degree Nozzle Drill 0.1811 > Novec 1230 | 211.61 | 282 | L3 | 1 | LB | US
CPYEN2-5-0.1850 | CPYEN2-5-0.1850 | 1" 180 Degree Nozzle Drill 0.1850 > Novec 1230 | 211.61 | 282 | L3 | 1 | LB | US
CPYEN2-5-0.1890 | CPYEN2-5-0.1890 | 1" 180 Degree Nozzle Drill 0.1890 > Novec 1230 | 211.61 | 282 | L3 | 1 | LB | US
CPYEN2-5-0.1929 | CPYEN2-5-0.1929 | 1" 180 Degree Nozzle Drill 0.1929 > Novec 1230 | 211.61 | 282 | L3 | 1 | LB | US
CPYEN2-5-0.1969 | CPYEN2-5-0.1969 | 1" 180 Degree Nozzle Drill 0.1969 > Novec 1230 | 211.61 | 282 | L3 | 1 | LB | US
CPYEN2-5-0.2008 | CPYEN2-5-0.2008 | 1" 180 Degree Nozzle Drill 0.2008 > Novec 1230 | 211.61 | 282 | L3 | 1 | LB | US
CPYEN2-5-0.2047 | CPYEN2-5-0.2047 | 1" 180 Degree Nozzle Drill 0.2047 > Novec 1230 | 211.61 | 282 | L3 | 1 | LB | US
CPYEN2-5-0.2087 | CPYEN2-5-0.2087 | 1" 180 Degree Nozzle Drill 0.2087 > Novec 1230 | 211.61 | 282 | L3 | 1 | LB | US
CPYEN2-5-0.2126 | CPYEN2-5-0.2126 | 1" 180 Degree Nozzle Drill 0.2126 > Novec 1230 | 211.61 | 282 | L3 | 1 | LB | US
CPYEN2-5-0.2165 | CPYEN2-5-0.2165 | 1" 180 Degree Nozzle Drill 0.2165 > Novec 1230 | 211.61 | 282 | L3 | 1 | LB | US
CPYEN2-5-0.2205 | CPYEN2-5-0.2205 | 1" 180 Degree Nozzle Drill 0.2205 > Novec 1230 | 211.61 | 282 | L3 | 1 | LB | US
CPYEN2-5-0.2244 | CPYEN2-5-0.2244 | 1" 180 Degree Nozzle Drill 0.2244 > Novec 1230 | 211.61 | 282 | L3 | 1 | LB | US
CPYEN2-5-0.2283 | CPYEN2-5-0.2283 | 1" 180 Degree Nozzle Drill 0.2283 > Novec 1230 | 211.61 | 282 | L3 | 1 | LB | US
CPYEN2-5-0.2323 | CPYEN2-5-0.2323 | 1" 180 Degree Nozzle Drill 0.2323 > Novec 1230 | 211.61 | 282 | L3 | 1 | LB | US
CPYEN2-5-0.2362 | CPYEN2-5-0.2362 | 1" 180 Degree Nozzle Drill 0.2362 > Novec 1230 | 211.61 | 282 | L3 | 1 | LB | US
CPYEN2-5-0.2402 | CPYEN2-5-0.2402 | 1" 180 Degree Nozzle Drill 0.2402 > Novec 1230 | 211.61 | 282 | L3 | 1 | LB | US
CPYEN2-5-0.2441 | CPYEN2-5-0.2441 | 1" 180 Degree Nozzle Drill 0.2441 > Novec 1230 | 211.61 | 282 | L3 | 1 | LB | US
CPYEN2-5-0.2480 | CPYEN2-5-0.2480 | 1" 180 Degree Nozzle Drill 0.2480 > Novec 1230 | 211.61 | 282 | L3 | 1 | LB | US
CPYEN2-5-0.2520 | CPYEN2-5-0.2520 | 1" 180 Degree Nozzle Drill 0.2520 > Novec 1230 | 211.61 | 282 | L3 | 1 | LB | US
CPYEN2-5-0.2559 | CPYEN2-5-0.2559 | 1" 180 Degree Nozzle Drill 0.2559 > Novec 1230 | 211.61 | 282 | L3 | 1 | LB | US
CPYEN2-5-0.2598 | CPYEN2-5-0.2598 | 1" 180 Degree Nozzle Drill 0.2598 > Novec 1230 | 211.61 | 282 | L3 | 1 | LB | US
CPYEN2-5-0.2638 | CPYEN2-5-0.2638 | 1" 180 Degree Nozzle Drill 0.2638 > Novec 1230 | 211.61 | 282 | L3 | 1 | LB | US
CPYEN2-6-0.1181 | CPYEN2-6-0.1181 | 1" 360 Degree Nozzle Drill 0.1181 > Novec 1230 | 211.61 | 282 | L3 | 1 | LB | US
CPYEN2-6-0.1220 | CPYEN2-6-0.1220 | 1" 360 Degree Nozzle Drill 0.1220 > Novec 1230 | 211.61 | 282 | L3 | 1 | LB | US
CPYEN2-6-0.1260 | CPYEN2-6-0.1260 | 1" 360 Degree Nozzle Drill 0.1260 > Novec 1230 | 211.61 | 282 | L3 | 1 | LB | US
CPYEN2-6-0.1299 | CPYEN2-6-0.1299 | 1" 360 Degree Nozzle Drill 0.1299 > Novec 1230 | 211.61 | 282 | L3 | 1 | LB | US
CPYEN2-6-0.1339 | CPYEN2-6-0.1339 | 1" 360 Degree Nozzle Drill 0.1339 > Novec 1230 | 211.61 | 282 | L3 | 1 | LB | US
CPYEN2-6-0.1378 | CPYEN2-6-0.1378 | 1" 360 Degree Nozzle Drill 0.1378 > Novec 1230 | 211.61 | 282 | L3 | 1 | LB | US
CPYEN2-6-0.1417 | CPYEN2-6-0.1417 | 1" 360 Degree Nozzle Drill 0.1417 > Novec 1230 | 211.61 | 282 | L3 | 1 | LB | US
CPYEN2-6-0.1457 | CPYEN2-6-0.1457 | 1" 360 Degree Nozzle Drill 0.1457 > Novec 1230 | 211.61 | 282 | L3 | 1 | LB | US
CPYEN2-6-0.1496 | CPYEN2-6-0.1496 | 1" 360 Degree Nozzle Drill 0.1496 > Novec 1230 | 211.61 | 282 | L3 | 1 | LB | US
CPYEN2-6-0.1535 | CPYEN2-6-0.1535 | 1" 360 Degree Nozzle Drill 0.1535 > Novec 1230 | 211.61 | 282 | L3 | 1 | LB | US
CPYEN2-6-0.1575 | CPYEN2-6-0.1575 | 1" 360 Degree Nozzle Drill 0.1575 > Novec 1230 | 211.61 | 282 | L3 | 1 | LB | US
CPYEN2-6-0.1614 | CPYEN2-6-0.1614 | 1" 360 Degree Nozzle Drill 0.1614 > Novec 1230 | 211.61 | 282 | L3 | 1 | LB | US
CPYEN2-6-0.1654 | CPYEN2-6-0.1654 | 1" 360 Degree Nozzle Drill 0.1654 > Novec 1230 | 211.61 | 282 | L3 | 1 | LB | US
CPYEN2-6-0.1693 | CPYEN2-6-0.1693 | 1" 360 Degree Nozzle Drill 0.1693 > Novec 1230 | 211.61 | 282 | L3 | 1 | LB | US
CPYEN2-6-0.1732 | CPYEN2-6-0.1732 | 1" 360 Degree Nozzle Drill 0.1732 > Novec 1230 | 211.61 | 282 | L3 | 1 | LB | US
CPYEN2-6-0.1772 | CPYEN2-6-0.1772 | 1" 360 Degree Nozzle Drill 0.1772 > Novec 1230 | 211.61 | 282 | L3 | 1 | LB | US
CPYEN2-6-0.1811 | CPYEN2-6-0.1811 | 1" 360 Degree Nozzle Drill 0.1811 > Novec 1230 | 211.61 | 282 | L3 | 1 | LB | US
CPYEN2-6-0.1850 | CPYEN2-6-0.1850 | 1" 360 Degree Nozzle Drill 0.1850 > Novec 1230 | 211.61 | 282 | L3 | 1 | LB | US
CPYEN2-6-0.1890 | CPYEN2-6-0.1890 | 1" 360 Degree Nozzle Drill 0.1890 > Novec 1230 | 211.61 | 282 | L3 | 1 | LB | US
CPYEN2-6-0.1929 | CPYEN2-6-0.1929 | 1" 360 Degree Nozzle Drill 0.1929 > Novec 1230 | 211.61 | 282 | L3 | 1 | LB | US
CPYEN2-6-0.1969 | CPYEN2-6-0.1969 | 1" 360 Degree Nozzle Drill 0.1969 > Novec 1230 | 211.61 | 282 | L3 | 1 | LB | US
CPYEN2-6-0.2008 | CPYEN2-6-0.2008 | 1" 360 Degree Nozzle Drill 0.2008 > Novec 1230 | 211.61 | 282 | L3 | 1 | LB | US
CPYEN2-6-0.2047 | CPYEN2-6-0.2047 | 1" 360 Degree Nozzle Drill 0.2047 > Novec 1230 | 211.61 | 282 | L3 | 1 | LB | US
CPYEN2-6-0.2087 | CPYEN2-6-0.2087 | 1" 360 Degree Nozzle Drill 0.2087 > Novec 1230 | 211.61 | 282 | L3 | 1 | LB | US
CPYEN2-6-0.2126 | CPYEN2-6-0.2126 | 1" 360 Degree Nozzle Drill 0.2126 > Novec 1230 | 211.61 | 282 | L3 | 1 | LB | US
CPYEN2-6-0.2165 | CPYEN2-6-0.2165 | 1" 360 Degree Nozzle Drill 0.2165 > Novec 1230 | 211.61 | 282 | L3 | 1 | LB | US
CPYEN2-6-0.2205 | CPYEN2-6-0.2205 | 1" 360 Degree Nozzle Drill 0.2205 > Novec 1230 | 211.61 | 282 | L3 | 1 | LB | US
CPYEN2-6-0.2244 | CPYEN2-6-0.2244 | 1" 360 Degree Nozzle Drill 0.2244 > Novec 1230 | 211.61 | 282 | L3 | 1 | LB | US
CPYEN2-6-0.2283 | CPYEN2-6-0.2283 | 1" 360 Degree Nozzle Drill 0.2283 > Novec 1230 | 211.61 | 282 | L3 | 1 | LB | US
CPYEN2-6-0.2323 | CPYEN2-6-0.2323 | 1" 360 Degree Nozzle Drill 0.2323 > Novec 1230 | 211.61 | 282 | L3 | 1 | LB | US
CPYEN2-6-0.2362 | CPYEN2-6-0.2362 | 1" 360 Degree Nozzle Drill 0.2362 > Novec 1230 | 211.61 | 282 | L3 | 1 | LB | US
CPYEN2-7-0.1732 | CPYEN2-7-0.1732 | 1-1/4" 180 Degree Nozzle Drill 0.1732 > Novec 1230 | 211.61 | 282 | L3 | 1 | LB | US
CPYEN2-7-0.1772 | CPYEN2-7-0.1772 | 1-1/4" 180 Degree Nozzle Drill 0.1772 > Novec 1230 | 211.61 | 282 | L3 | 1 | LB | US
CPYEN2-7-0.1811 | CPYEN2-7-0.1811 | 1-1/4" 180 Degree Nozzle Drill 0.1811 > Novec 1230 | 211.61 | 282 | L3 | 1 | LB | US
CPYEN2-7-0.1850 | CPYEN2-7-0.1850 | 1-1/4" 180 Degree Nozzle Drill 0.1850 > Novec 1230 | 211.61 | 282 | L3 | 1 | LB | US
CPYEN2-7-0.1890 | CPYEN2-7-0.1890 | 1-1/4" 180 Degree Nozzle Drill 0.1890 > Novec 1230 | 211.61 | 282 | L3 | 1 | LB | US
CPYEN2-7-0.1929 | CPYEN2-7-0.1929 | 1-1/4" 180 Degree Nozzle Drill 0.1929 > Novec 1230 | 211.61 | 282 | L3 | 1 | LB | US
CPYEN2-7-0.1969 | CPYEN2-7-0.1969 | 1-1/4" 180 Degree Nozzle Drill 0.1969 > Novec 1230 | 211.61 | 282 | L3 | 1 | LB | US
CPYEN2-7-0.2008 | CPYEN2-7-0.2008 | 1-1/4" 180 Degree Nozzle Drill 0.2008 > Novec 1230 | 211.61 | 282 | L3 | 1 | LB | US
CPYEN2-7-0.2047 | CPYEN2-7-0.2047 | 1-1/4" 180 Degree Nozzle Drill 0.2047 > Novec 1230 | 211.61 | 282 | L3 | 1 | LB | US
CPYEN2-7-0.2087 | CPYEN2-7-0.2087 | 1-1/4" 180 Degree Nozzle Drill 0.2087 > Novec 1230 | 211.61 | 282 | L3 | 1 | LB | US
CPYEN2-7-0.2126 | CPYEN2-7-0.2126 | 1-1/4" 180 Degree Nozzle Drill 0.2126 > Novec 1230 | 211.61 | 282 | L3 | 1 | LB | US
CPYEN2-7-0.2165 | CPYEN2-7-0.2165 | 1-1/4" 180 Degree Nozzle Drill 0.2165 > Novec 1230 | 211.61 | 282 | L3 | 1 | LB | US
CPYEN2-7-0.2205 | CPYEN2-7-0.2205 | 1-1/4" 180 Degree Nozzle Drill 0.2205 > Novec 1230 | 211.61 | 282 | L3 | 1 | LB | US
CPYEN2-7-0.2244 | CPYEN2-7-0.2244 | 1-1/4" 180 Degree Nozzle Drill 0.2244 > Novec 1230 | 211.61 | 282 | L3 | 1 | LB | US
CPYEN2-7-0.2283 | CPYEN2-7-0.2283 | 1-1/4" 180 Degree Nozzle Drill 0.2283 > Novec 1230 | 211.61 | 282 | L3 | 1 | LB | US
CPYEN2-7-0.2323 | CPYEN2-7-0.2323 | 1-1/4" 180 Degree Nozzle Drill 0.2323 > Novec 1230 | 211.61 | 282 | L3 | 1 | LB | US
CPYEN2-7-0.2362 | CPYEN2-7-0.2362 | 1-1/4" 180 Degree Nozzle Drill 0.2362 > Novec 1230 | 211.61 | 282 | L3 | 1 | LB | US
CPYEN2-7-0.2402 | CPYEN2-7-0.2402 | 1-1/4" 180 Degree Nozzle Drill 0.2402 > Novec 1230 | 211.61 | 282 | L3 | 1 | LB | US
CPYEN2-7-0.2441 | CPYEN2-7-0.2441 | 1-1/4" 180 Degree Nozzle Drill 0.2441 > Novec 1230 | 211.61 | 282 | L3 | 1 | LB | US
CPYEN2-7-0.2480 | CPYEN2-7-0.2480 | 1-1/4" 180 Degree Nozzle Drill 0.2480 > Novec 1230 | 211.61 | 282 | L3 | 1 | LB | US
CPYEN2-7-0.2520 | CPYEN2-7-0.2520 | 1-1/4" 180 Degree Nozzle Drill 0.2520 > Novec 1230 | 211.61 | 282 | L3 | 1 | LB | US
CPYEN2-7-0.2559 | CPYEN2-7-0.2559 | 1-1/4" 180 Degree Nozzle Drill 0.2559 > Novec 1230 | 211.61 | 282 | L3 | 1 | LB | US
CPYEN2-7-0.2598 | CPYEN2-7-0.2598 | 1-1/4" 180 Degree Nozzle Drill 0.2598 > Novec 1230 | 211.61 | 282 | L3 | 1 | LB | US
CPYEN2-7-0.2638 | CPYEN2-7-0.2638 | 1-1/4" 180 Degree Nozzle Drill 0.2638 > Novec 1230 | 211.61 | 282 | L3 | 1 | LB | US
CPYEN2-7-0.2677 | CPYEN2-7-0.2677 | 1-1/4" 180 Degree Nozzle Drill 0.2677 > Novec 1230 | 211.61 | 282 | L3 | 1 | LB | US
CPYEN2-7-0.2717 | CPYEN2-7-0.2717 | 1-1/4" 180 Degree Nozzle Drill 0.2717 > Novec 1230 | 211.61 | 282 | L3 | 1 | LB | US
CPYEN2-7-0.2756 | CPYEN2-7-0.2756 | 1-1/4" 180 Degree Nozzle Drill 0.2756 > Novec 1230 | 211.61 | 282 | L3 | 1 | LB | US
CPYEN2-7-0.2795 | CPYEN2-7-0.2795 | 1-1/4" 180 Degree Nozzle Drill 0.2795 > Novec 1230 | 211.61 | 282 | L3 | 1 | LB | US
CPYEN2-7-0.2835 | CPYEN2-7-0.2835 | 1-1/4" 180 Degree Nozzle Drill 0.2835 > Novec 1230 | 211.61 | 282 | L3 | 1 | LB | US
CPYEN2-7-0.2874 | CPYEN2-7-0.2874 | 1-1/4" 180 Degree Nozzle Drill 0.2874 > Novec 1230 | 211.61 | 282 | L3 | 1 | LB | US
CPYEN2-7-0.2913 | CPYEN2-7-0.2913 | 1-1/4" 180 Degree Nozzle Drill 0.2913 > Novec 1230 | 211.61 | 282 | L3 | 1 | LB | US
CPYEN2-7-0.2953 | CPYEN2-7-0.2953 | 1-1/4" 180 Degree Nozzle Drill 0.2953 > Novec 1230 | 211.61 | 282 | L3 | 1 | LB | US
CPYEN2-7-0.2992 | CPYEN2-7-0.2992 | 1-1/4" 180 Degree Nozzle Drill 0.2992 > Novec 1230 | 211.61 | 282 | L3 | 1 | LB | US
CPYEN2-7-0.3031 | CPYEN2-7-0.3031 | 1-1/4" 180 Degree Nozzle Drill 0.3031 > Novec 1230 | 211.61 | 282 | L3 | 1 | LB | US
CPYEN2-7-0.3071 | CPYEN2-7-0.3071 | 1-1/4" 180 Degree Nozzle Drill 0.3071 > Novec 1230 | 211.61 | 282 | L3 | 1 | LB | US
CPYEN2-7-0.3110 | CPYEN2-7-0.3110 | 1-1/4" 180 Degree Nozzle Drill 0.3110 > Novec 1230 | 211.61 | 282 | L3 | 1 | LB | US
CPYEN2-7-0.3150 | CPYEN2-7-0.3150 | 1-1/4" 180 Degree Nozzle Drill 0.3150 > Novec 1230 | 211.61 | 282 | L3 | 1 | LB | US
CPYEN2-7-0.3189 | CPYEN2-7-0.3189 | 1-1/4" 180 Degree Nozzle Drill 0.3189 > Novec 1230 | 211.61 | 282 | L3 | 1 | LB | US
CPYEN2-7-0.3228 | CPYEN2-7-0.3228 | 1-1/4" 180 Degree Nozzle Drill 0.3228 > Novec 1230 | 211.61 | 282 | L3 | 1 | LB | US
CPYEN2-7-0.3268 | CPYEN2-7-0.3268 | 1-1/4" 180 Degree Nozzle Drill 0.3268 > Novec 1230 | 211.61 | 282 | L3 | 1 | LB | US
CPYEN2-7-0.3307 | CPYEN2-7-0.3307 | 1-1/4" 180 Degree Nozzle Drill 0.3307 > Novec 1230 | 211.61 | 282 | L3 | 1 | LB | US
CPYEN2-7-0.3346 | CPYEN2-7-0.3346 | 1-1/4" 180 Degree Nozzle Drill 0.3346 > Novec 1230 | 211.61 | 282 | L3 | 1 | LB | US
CPYEN2-7-0.3386 | CPYEN2-7-0.3386 | 1-1/4" 180 Degree Nozzle Drill 0.3386 > Novec 1230 | 211.61 | 282 | L3 | 1 | LB | US
CPYEN2-7-0.3425 | CPYEN2-7-0.3425 | 1-1/4" 180 Degree Nozzle Drill 0.3425 > Novec 1230 | 211.61 | 282 | L3 | 1 | LB | US
CPYEN2-7-0.3465 | CPYEN2-7-0.3465 | 1-1/4" 180 Degree Nozzle Drill 0.3465 > Novec 1230 | 211.61 | 282 | L3 | 1 | LB | US
CPYEN2-8-0.1575 | CPYEN2-8-0.1575 | 1-1/4" 360 Degree Nozzle Drill 0.1575 > Novec 1230 | 211.61 | 282 | L3 | 1 | LB | US
CPYEN2-8-0.1614 | CPYEN2-8-0.1614 | 1-1/4" 360 Degree Nozzle Drill 0.1614 > Novec 1230 | 211.61 | 282 | L3 | 1 | LB | US
CPYEN2-8-0.1654 | CPYEN2-8-0.1654 | 1-1/4" 360 Degree Nozzle Drill 0.1654 > Novec 1230 | 211.61 | 282 | L3 | 1 | LB | US
CPYEN2-8-0.1693 | CPYEN2-8-0.1693 | 1-1/4" 360 Degree Nozzle Drill 0.1693 > Novec 1230 | 211.61 | 282 | L3 | 1 | LB | US
CPYEN2-8-0.1732 | CPYEN2-8-0.1732 | 1-1/4" 360 Degree Nozzle Drill 0.1732 > Novec 1230 | 211.61 | 282 | L3 | 1 | LB | US
CPYEN2-8-0.1772 | CPYEN2-8-0.1772 | 1-1/4" 360 Degree Nozzle Drill 0.1772 > Novec 1230 | 211.61 | 282 | L3 | 1 | LB | US
CPYEN2-8-0.1811 | CPYEN2-8-0.1811 | 1-1/4" 360 Degree Nozzle Drill 0.1811 > Novec 1230 | 211.61 | 282 | L3 | 1 | LB | US
CPYEN2-8-0.1850 | CPYEN2-8-0.1850 | 1-1/4" 360 Degree Nozzle Drill 0.1850 > Novec 1230 | 211.61 | 282 | L3 | 1 | LB | US
CPYEN2-8-0.1890 | CPYEN2-8-0.1890 | 1-1/4" 360 Degree Nozzle Drill 0.1890 > Novec 1230 | 211.61 | 282 | L3 | 1 | LB | US
CPYEN2-8-0.1929 | CPYEN2-8-0.1929 | 1-1/4" 360 Degree Nozzle Drill 0.1929 > Novec 1230 | 211.61 | 282 | L3 | 1 | LB | US
CPYEN2-8-0.1969 | CPYEN2-8-0.1969 | 1-1/4" 360 Degree Nozzle Drill 0.1969 > Novec 1230 | 211.61 | 282 | L3 | 1 | LB | US
CPYEN2-8-0.2008 | CPYEN2-8-0.2008 | 1-1/4" 360 Degree Nozzle Drill 0.2008 > Novec 1230 | 211.61 | 282 | L3 | 1 | LB | US
CPYEN2-8-0.2047 | CPYEN2-8-0.2047 | 1-1/4" 360 Degree Nozzle Drill 0.2047 > Novec 1230 | 211.61 | 282 | L3 | 1 | LB | US
CPYEN2-8-0.2087 | CPYEN2-8-0.2087 | 1-1/4" 360 Degree Nozzle Drill 0.2087 > Novec 1230 | 211.61 | 282 | L3 | 1 | LB | US
CPYEN2-8-0.2126 | CPYEN2-8-0.2126 | 1-1/4" 360 Degree Nozzle Drill 0.2126 > Novec 1230 | 211.61 | 282 | L3 | 1 | LB | US
CPYEN2-8-0.2165 | CPYEN2-8-0.2165 | 1-1/4" 360 Degree Nozzle Drill 0.2165 > Novec 1230 | 211.61 | 282 | L3 | 1 | LB | US
CPYEN2-8-0.2205 | CPYEN2-8-0.2205 | 1-1/4" 360 Degree Nozzle Drill 0.2205 > Novec 1230 | 211.61 | 282 | L3 | 1 | LB | US
CPYEN2-8-0.2244 | CPYEN2-8-0.2244 | 1-1/4" 360 Degree Nozzle Drill 0.2244 > Novec 1230 | 211.61 | 282 | L3 | 1 | LB | US
CPYEN2-8-0.2283 | CPYEN2-8-0.2283 | 1-1/4" 360 Degree Nozzle Drill 0.2283 > Novec 1230 | 211.61 | 282 | L3 | 1 | LB | US
CPYEN2-8-0.2323 | CPYEN2-8-0.2323 | 1-1/4" 360 Degree Nozzle Drill 0.2323 > Novec 1230 | 211.61 | 282 | L3 | 1 | LB | US
CPYEN2-8-0.2362 | CPYEN2-8-0.2362 | 1-1/4" 360 Degree Nozzle Drill 0.2362 > Novec 1230 | 211.61 | 282 | L3 | 1 | LB | US
CPYEN2-8-0.2402 | CPYEN2-8-0.2402 | 1-1/4" 360 Degree Nozzle Drill 0.2402 > Novec 1230 | 211.61 | 282 | L3 | 1 | LB | US
CPYEN2-8-0.2441 | CPYEN2-8-0.2441 | 1-1/4" 360 Degree Nozzle Drill 0.2441 > Novec 1230 | 211.61 | 282 | L3 | 1 | LB | US
CPYEN2-8-0.2480 | CPYEN2-8-0.2480 | 1-1/4" 360 Degree Nozzle Drill 0.2480 > Novec 1230 | 211.61 | 282 | L3 | 1 | LB | US
CPYEN2-8-0.2520 | CPYEN2-8-0.2520 | 1-1/4" 360 Degree Nozzle Drill 0.2520 > Novec 1230 | 211.61 | 282 | L3 | 1 | LB | US
CPYEN2-8-0.2559 | CPYEN2-8-0.2559 | 1-1/4" 360 Degree Nozzle Drill 0.2559 > Novec 1230 | 211.61 | 282 | L3 | 1 | LB | US
CPYEN2-8-0.2598 | CPYEN2-8-0.2598 | 1-1/4" 360 Degree Nozzle Drill 0.2598 > Novec 1230 | 211.61 | 282 | L3 | 1 | LB | US
CPYEN2-8-0.2638 | CPYEN2-8-0.2638 | 1-1/4" 360 Degree Nozzle Drill 0.2638 > Novec 1230 | 211.61 | 282 | L3 | 1 | LB | US
CPYEN2-8-0.2677 | CPYEN2-8-0.2677 | 1-1/4" 360 Degree Nozzle Drill 0.2677 > Novec 1230 | 211.61 | 282 | L3 | 1 | LB | US
CPYEN2-8-0.2717 | CPYEN2-8-0.2717 | 1-1/4" 360 Degree Nozzle Drill 0.2717 > Novec 1230 | 211.61 | 282 | L3 | 1 | LB | US
CPYEN2-8-0.2756 | CPYEN2-8-0.2756 | 1-1/4" 360 Degree Nozzle Drill 0.2756 > Novec 1230 | 211.61 | 282 | L3 | 1 | LB | US
CPYEN2-8-0.2795 | CPYEN2-8-0.2795 | 1-1/4" 360 Degree Nozzle Drill 0.2795 > Novec 1230 | 211.61 | 282 | L3 | 1 | LB | US
CPYEN2-8-0.2835 | CPYEN2-8-0.2835 | 1-1/4" 360 Degree Nozzle Drill 0.2835 > Novec 1230 | 211.61 | 282 | L3 | 1 | LB | US
CPYEN2-8-0.2874 | CPYEN2-8-0.2874 | 1-1/4" 360 Degree Nozzle Drill 0.2874 > Novec 1230 | 211.61 | 282 | L3 | 1 | LB | US
CPYEN2-8-0.2913 | CPYEN2-8-0.2913 | 1-1/4" 360 Degree Nozzle Drill 0.2913 > Novec 1230 | 211.61 | 282 | L3 | 1 | LB | US
CPYEN2-8-0.2953 | CPYEN2-8-0.2953 | 1-1/4" 360 Degree Nozzle Drill 0.2953 > Novec 1230 | 211.61 | 282 | L3 | 1 | LB | US
CPYEN2-8-0.2992 | CPYEN2-8-0.2992 | 1-1/4" 360 Degree Nozzle Drill 0.2992 > Novec 1230 | 211.61 | 282 | L3 | 1 | LB | US
CPYEN2-8-0.3031 | CPYEN2-8-0.3031 | 1-1/4" 360 Degree Nozzle Drill 0.3031 > Novec 1230 | 211.61 | 282 | L3 | 1 | LB | US
CPYEN2-8-0.3071 | CPYEN2-8-0.3071 | 1-1/4" 360 Degree Nozzle Drill 0.3071 > Novec 1230 | 211.61 | 282 | L3 | 1 | LB | US
CPYEN2-8-0.3110 | CPYEN2-8-0.3110 | 1-1/4" 360 Degree Nozzle Drill 0.3110 > Novec 1230 | 211.61 | 282 | L3 | 1 | LB | US
CPYEN2-9-0.2008 | CPYEN2-9-0.2008 | 1-1/2" 180 Degree Nozzle Drill 0.2008 > Novec 1230 | 211.61 | 282 | L3 | 1 | LB | US
CPYEN2-9-0.2047 | CPYEN2-9-0.2047 | 1-1/2" 180 Degree Nozzle Drill 0.2047 > Novec 1230 | 211.61 | 282 | L3 | 1 | LB | US
CPYEN2-9-0.2087 | CPYEN2-9-0.2087 | 1-1/2" 180 Degree Nozzle Drill 0.2087 > Novec 1230 | 211.61 | 282 | L3 | 1 | LB | US
CPYEN2-9-0.2126 | CPYEN2-9-0.2126 | 1-1/2" 180 Degree Nozzle Drill 0.2126 > Novec 1230 | 211.61 | 282 | L3 | 1 | LB | US
CPYEN2-9-0.2165 | CPYEN2-9-0.2165 | 1-1/2" 180 Degree Nozzle Drill 0.2165 > Novec 1230 | 211.61 | 282 | L3 | 1 | LB | US
CPYEN2-9-0.2205 | CPYEN2-9-0.2205 | 1-1/2" 180 Degree Nozzle Drill 0.2205 > Novec 1230 | 211.61 | 282 | L3 | 1 | LB | US
CPYEN2-9-0.2244 | CPYEN2-9-0.2244 | 1-1/2" 180 Degree Nozzle Drill 0.2244 > Novec 1230 | 211.61 | 282 | L3 | 1 | LB | US
CPYEN2-9-0.2283 | CPYEN2-9-0.2283 | 1-1/2" 180 Degree Nozzle Drill 0.2283 > Novec 1230 | 211.61 | 282 | L3 | 1 | LB | US
CPYEN2-9-0.2323 | CPYEN2-9-0.2323 | 1-1/2" 180 Degree Nozzle Drill 0.2323 > Novec 1230 | 211.61 | 282 | L3 | 1 | LB | US
CPYEN2-9-0.2362 | CPYEN2-9-0.2362 | 1-1/2" 180 Degree Nozzle Drill 0.2362 > Novec 1230 | 211.61 | 282 | L3 | 1 | LB | US
CPYEN2-9-0.2402 | CPYEN2-9-0.2402 | 1-1/2" 180 Degree Nozzle Drill 0.2402 > Novec 1230 | 211.61 | 282 | L3 | 1 | LB | US
CPYEN2-9-0.2441 | CPYEN2-9-0.2441 | 1-1/2" 180 Degree Nozzle Drill 0.2441 > Novec 1230 | 211.61 | 282 | L3 | 1 | LB | US
CPYEN2-9-0.2480 | CPYEN2-9-0.2480 | 1-1/2" 180 Degree Nozzle Drill 0.2480 > Novec 1230 | 211.61 | 282 | L3 | 1 | LB | US
CPYEN2-9-0.2520 | CPYEN2-9-0.2520 | 1-1/2" 180 Degree Nozzle Drill 0.2520 > Novec 1230 | 211.61 | 282 | L3 | 1 | LB | US
CPYEN2-9-0.2559 | CPYEN2-9-0.2559 | 1-1/2" 180 Degree Nozzle Drill 0.2559 > Novec 1230 | 211.61 | 282 | L3 | 1 | LB | US
CPYEN2-9-0.2598 | CPYEN2-9-0.2598 | 1-1/2" 180 Degree Nozzle Drill 0.2598 > Novec 1230 | 211.61 | 282 | L3 | 1 | LB | US
CPYEN2-9-0.2638 | CPYEN2-9-0.2638 | 1-1/2" 180 Degree Nozzle Drill 0.2638 > Novec 1230 | 211.61 | 282 | L3 | 1 | LB | US
CPYEN2-9-0.2677 | CPYEN2-9-0.2677 | 1-1/2" 180 Degree Nozzle Drill 0.2677 > Novec 1230 | 211.61 | 282 | L3 | 1 | LB | US
CPYEN2-9-0.2717 | CPYEN2-9-0.2717 | 1-1/2" 180 Degree Nozzle Drill 0.2717 > Novec 1230 | 211.61 | 282 | L3 | 1 | LB | US
CPYEN2-9-0.2756 | CPYEN2-9-0.2756 | 1-1/2" 180 Degree Nozzle Drill 0.2756 > Novec 1230 | 211.61 | 282 | L3 | 1 | LB | US
CPYEN2-9-0.2795 | CPYEN2-9-0.2795 | 1-1/2" 180 Degree Nozzle Drill 0.2795 > Novec 1230 | 211.61 | 282 | L3 | 1 | LB | US
CPYEN2-9-0.2835 | CPYEN2-9-0.2835 | 1-1/2" 180 Degree Nozzle Drill 0.2835 > Novec 1230 | 211.61 | 282 | L3 | 1 | LB | US
CPYEN2-9-0.2874 | CPYEN2-9-0.2874 | 1-1/2" 180 Degree Nozzle Drill 0.2874 > Novec 1230 | 211.61 | 282 | L3 | 1 | LB | US
CPYEN2-9-0.2913 | CPYEN2-9-0.2913 | 1-1/2" 180 Degree Nozzle Drill 0.2913 > Novec 1230 | 211.61 | 282 | L3 | 1 | LB | US
CPYEN2-9-0.2953 | CPYEN2-9-0.2953 | 1-1/2" 180 Degree Nozzle Drill 0.2953 > Novec 1230 | 211.61 | 282 | L3 | 1 | LB | US
CPYEN2-9-0.2992 | CPYEN2-9-0.2992 | 1-1/2" 180 Degree Nozzle Drill 0.2992 > Novec 1230 | 211.61 | 282 | L3 | 1 | LB | US
CPYEN2-9-0.3031 | CPYEN2-9-0.3031 | 1-1/2" 180 Degree Nozzle Drill 0.3031 > Novec 1230 | 211.61 | 282 | L3 | 1 | LB | US
CPYEN2-9-0.3071 | CPYEN2-9-0.3071 | 1-1/2" 180 Degree Nozzle Drill 0.3071 > Novec 1230 | 211.61 | 282 | L3 | 1 | LB | US
CPYEN2-9-0.3110 | CPYEN2-9-0.3110 | 1-1/2" 180 Degree Nozzle Drill 0.3110 > Novec 1230 | 211.61 | 282 | L3 | 1 | LB | US
CPYEN2-9-0.3150 | CPYEN2-9-0.3150 | 1-1/2" 180 Degree Nozzle Drill 0.3150 > Novec 1230 | 211.61 | 282 | L3 | 1 | LB | US
CPYEN2-9-0.3189 | CPYEN2-9-0.3189 | 1-1/2" 180 Degree Nozzle Drill 0.3189 > Novec 1230 | 211.61 | 282 | L3 | 1 | LB | US
CPYEN2-9-0.3228 | CPYEN2-9-0.3228 | 1-1/2" 180 Degree Nozzle Drill 0.3228 > Novec 1230 | 211.61 | 282 | L3 | 1 | LB | US
CPYEN2-9-0.3268 | CPYEN2-9-0.3268 | 1-1/2" 180 Degree Nozzle Drill 0.3268 > Novec 1230 | 211.61 | 282 | L3 | 1 | LB | US
CPYEN2-9-0.3307 | CPYEN2-9-0.3307 | 1-1/2" 180 Degree Nozzle Drill 0.3307 > Novec 1230 | 211.61 | 282 | L3 | 1 | LB | US
CPYEN2-9-0.3346 | CPYEN2-9-0.3346 | 1-1/2" 180 Degree Nozzle Drill 0.3346 > Novec 1230 | 211.61 | 282 | L3 | 1 | LB | US
CPYEN2-9-0.3386 | CPYEN2-9-0.3386 | 1-1/2" 180 Degree Nozzle Drill 0.3386 > Novec 1230 | 211.61 | 282 | L3 | 1 | LB | US
CPYEN2-9-0.3425 | CPYEN2-9-0.3425 | 1-1/2" 180 Degree Nozzle Drill 0.3425 > Novec 1230 | 211.61 | 282 | L3 | 1 | LB | US
CPYEN2-9-0.3465 | CPYEN2-9-0.3465 | 1-1/2" 180 Degree Nozzle Drill 0.3465 > Novec 1230 | 211.61 | 282 | L3 | 1 | LB | US
CPYEN2-9-0.3504 | CPYEN2-9-0.3504 | 1-1/2" 180 Degree Nozzle Drill 0.3504 > Novec 1230 | 211.61 | 282 | L3 | 1 | LB | US
CPYEN2-9-0.3543 | CPYEN2-9-0.3543 | 1-1/2" 180 Degree Nozzle Drill 0.3543 > Novec 1230 | 211.61 | 282 | L3 | 1 | LB | US
CPYEN2-9-0.3583 | CPYEN2-9-0.3583 | 1-1/2" 180 Degree Nozzle Drill 0.3583 > Novec 1230 | 211.61 | 282 | L3 | 1 | LB | US
CPYEN2-9-0.3622 | CPYEN2-9-0.3622 | 1-1/2" 180 Degree Nozzle Drill 0.3622 > Novec 1230 | 211.61 | 282 | L3 | 1 | LB | US
CPYEN2-9-0.3661 | CPYEN2-9-0.3661 | 1-1/2" 180 Degree Nozzle Drill 0.3661 > Novec 1230 | 211.61 | 282 | L3 | 1 | LB | US
CPYEN2-9-0.3701 | CPYEN2-9-0.3701 | 1-1/2" 180 Degree Nozzle Drill 0.3701 > Novec 1230 | 211.61 | 282 | L3 | 1 | LB | US
CPYEN2-9-0.3740 | CPYEN2-9-0.3740 | 1-1/2" 180 Degree Nozzle Drill 0.3740 > Novec 1230 | 211.61 | 282 | L3 | 1 | LB | US
CPYEN2-9-0.3780 | CPYEN2-9-0.3780 | 1-1/2" 180 Degree Nozzle Drill 0.3780 > Novec 1230 | 211.61 | 282 | L3 | 1 | LB | US
CPYEN2-9-0.3819 | CPYEN2-9-0.3819 | 1-1/2" 180 Degree Nozzle Drill 0.3819 > Novec 1230 | 211.61 | 282 | L3 | 1 | LB | US
CPYEN2-9-0.3858 | CPYEN2-9-0.3858 | 1-1/2" 180 Degree Nozzle Drill 0.3858 > Novec 1230 | 211.61 | 282 | L3 | 1 | LB | US
CPYEN2-9-0.3898 | CPYEN2-9-0.3898 | 1-1/2" 180 Degree Nozzle Drill 0.3898 > Novec 1230 | 211.61 | 282 | L3 | 1 | LB | US
CPYEN2-9-0.3937 | CPYEN2-9-0.3937 | 1-1/2" 180 Degree Nozzle Drill 0.3937 > Novec 1230 | 211.61 | 282 | L3 | 1 | LB | US
CPYEN2-9-0.3976 | CPYEN2-9-0.3976 | 1-1/2" 180 Degree Nozzle Drill 0.3976 > Novec 1230 | 211.61 | 282 | L3 | 1 | LB | US
CPYEN2-9-0.4016 | CPYEN2-9-0.4016 | 1-1/2" 180 Degree Nozzle Drill 0.4016 > Novec 1230 | 211.61 | 282 | L3 | 1 | LB | US
CPYEN2-9-0.4055 | CPYEN2-9-0.4055 | 1-1/2" 180 Degree Nozzle Drill 0.4055 > Novec 1230 | 211.61 | 282 | L3 | 1 | LB | US
CPYEN-3-0.1360 | CPYEN-3-0.1360 | 3/4" 180 Degree Nozzle Drill 0.1360 >HFC-227ea | 208.61 | 278 | L3 | 1 | LB | US
CPYEN-3-0.1406 | CPYEN-3-0.1406 | 3/4" 180 Degree Nozzle Drill 0.1406 >HFC-227ea | 208.61 | 278 | L3 | 1 | LB | US
CPYEN-3-0.1440 | CPYEN-3-0.1440 | 3/4" 180 Degree Nozzle Drill 0.1440 >HFC-227ea | 208.61 | 278 | L3 | 1 | LB | US
CPYEN-3-0.1470 | CPYEN-3-0.1470 | 3/4" 180 Degree Nozzle Drill 0.1470 >HFC-227ea | 208.61 | 278 | L3 | 1 | LB | US
CPYEN-3-0.1495 | CPYEN-3-0.1495 | 3/4" 180 Degree Nozzle Drill 0.1495 >HFC-227ea | 208.61 | 278 | L3 | 1 | LB | US
CPYEN-3-0.1520 | CPYEN-3-0.1520 | 3/4" 180 Degree Nozzle Drill 0.1520 >HFC-227ea | 208.61 | 278 | L3 | 1 | LB | US
CPYEN-3-0.1540 | CPYEN-3-0.1540 | 3/4" 180 Degree Nozzle Drill 0.1540 >HFC-227ea | 208.61 | 278 | L3 | 1 | LB | US
CPYEN-3-0.1562 | CPYEN-3-0.1562 | 3/4" 180 Degree Nozzle Drill 0.1562 >HFC-227ea | 208.61 | 278 | L3 | 1 | LB | US
CPYEN-3-0.1570 | CPYEN-3-0.1570 | 3/4" 180 Degree Nozzle Drill 0.1570 >HFC-227ea | 208.61 | 278 | L3 | 1 | LB | US
CPYEN-3-0.1590 | CPYEN-3-0.1590 | 3/4" 180 Degree Nozzle Drill 0.1590 >HFC-227ea | 208.61 | 278 | L3 | 1 | LB | US
CPYEN-3-0.1610 | CPYEN-3-0.1610 | 3/4" 180 Degree Nozzle Drill 0.1610 >HFC-227ea | 208.61 | 278 | L3 | 1 | LB | US
CPYEN-3-0.1660 | CPYEN-3-0.1660 | 3/4" 180 Degree Nozzle Drill 0.1660 >HFC-227ea | 208.61 | 278 | L3 | 1 | LB | US
CPYEN-3-0.1695 | CPYEN-3-0.1695 | 3/4" 180 Degree Nozzle Drill 0.1695 >HFC-227ea | 208.61 | 278 | L3 | 1 | LB | US
CPYEN-3-0.1719 | CPYEN-3-0.1719 | 3/4" 180 Degree Nozzle Drill 0.1719 >HFC-227ea | 208.61 | 278 | L3 | 1 | LB | US
CPYEN-3-0.1730 | CPYEN-3-0.1730 | 3/4" 180 Degree Nozzle Drill 0.1730 >HFC-227ea | 208.61 | 278 | L3 | 1 | LB | US
CPYEN-3-0.1770 | CPYEN-3-0.1770 | 3/4" 180 Degree Nozzle Drill 0.1770 >HFC-227ea | 208.61 | 278 | L3 | 1 | LB | US
CPYEN-3-0.1800 | CPYEN-3-0.1800 | 3/4" 180 Degree Nozzle Drill 0.1800 >HFC-227ea | 208.61 | 278 | L3 | 1 | LB | US
CPYEN-3-0.1820 | CPYEN-3-0.1820 | 3/4" 180 Degree Nozzle Drill 0.1820 >HFC-227ea | 208.61 | 278 | L3 | 1 | LB | US
CPYEN-3-0.1850 | CPYEN-3-0.1850 | 3/4" 180 Degree Nozzle Drill 0.1850 >HFC-227ea | 208.61 | 278 | L3 | 1 | LB | US
CPYEN-3-0.1875 | CPYEN-3-0.1875 | 3/4" 180 Degree Nozzle Drill 0.1875 >HFC-227ea | 208.61 | 278 | L3 | 1 | LB | US
CPYEN-3-0.1890 | CPYEN-3-0.1890 | 3/4" 180 Degree Nozzle Drill 0.1890 >HFC-227ea | 208.61 | 278 | L3 | 1 | LB | US
CPYEN-3-0.1910 | CPYEN-3-0.1910 | 3/4" 180 Degree Nozzle Drill 0.1910 >HFC-227ea | 208.61 | 278 | L3 | 1 | LB | US
CPYEN-3-0.1935 | CPYEN-3-0.1935 | 3/4" 180 Degree Nozzle Drill 0.1935 >HFC-227ea | 208.61 | 278 | L3 | 1 | LB | US
CPYEN-3-0.1960 | CPYEN-3-0.1960 | 3/4" 180 Degree Nozzle Drill 0.1960 >HFC-227ea | 208.61 | 278 | L3 | 1 | LB | US
CPYEN-3-0.1990 | CPYEN-3-0.1990 | 3/4" 180 Degree Nozzle Drill 0.1990 >HFC-227ea | 208.61 | 278 | L3 | 1 | LB | US
CPYEN-3-0.2010 | CPYEN-3-0.2010 | 3/4" 180 Degree Nozzle Drill 0.2010 >HFC-227ea | 208.61 | 278 | L3 | 1 | LB | US
CPYEN-3-0.2031 | CPYEN-3-0.2031 | 3/4" 180 Degree Nozzle Drill 0.2031 >HFC-227ea | 208.61 | 278 | L3 | 1 | LB | US
CPYEN-3-0.2040 | CPYEN-3-0.2040 | 3/4" 180 Degree Nozzle Drill 0.2040 >HFC-227ea | 208.61 | 278 | L3 | 1 | LB | US
CPYEN-3-0.2055 | CPYEN-3-0.2055 | 3/4" 180 Degree Nozzle Drill 0.2055 >HFC-227ea | 208.61 | 278 | L3 | 1 | LB | US
CPYEN-3-0.2090 | CPYEN-3-0.2090 | 3/4" 180 Degree Nozzle Drill 0.2090 >HFC-227ea | 208.61 | 278 | L3 | 1 | LB | US
CPYEN-3-0.2130 | CPYEN-3-0.2130 | 3/4" 180 Degree Nozzle Drill 0.2130 >HFC-227ea | 208.61 | 278 | L3 | 1 | LB | US
CPYEN-3-0.2187 | CPYEN-3-0.2187 | 3/4" 180 Degree Nozzle Drill 0.2187 >HFC-227ea | 208.61 | 278 | L3 | 1 | LB | US
CPYEN-3-0.2210 | CPYEN-3-0.2210 | 3/4" 180 Degree Nozzle Drill 0.2210 >HFC-227ea | 208.61 | 278 | L3 | 1 | LB | US
CPYEN-3-0.2280 | CPYEN-3-0.2280 | 3/4" 180 Degree Nozzle Drill 0.2280 >HFC-227ea | 208.61 | 278 | L3 | 1 | LB | US
CPYEN-3-0.2344 | CPYEN-3-0.2344 | 3/4" 180 Degree Nozzle Drill 0.2344 >HFC-227ea | 208.61 | 278 | L3 | 1 | LB | US
CPYEN-3-0.2380 | CPYEN-3-0.2380 | 3/4" 180 Degree Nozzle Drill 0.2380 >HFC-227ea | 208.61 | 278 | L3 | 1 | LB | US
CPYEN-3-0.2420 | CPYEN-3-0.2420 | 3/4" 180 Degree Nozzle Drill 0.2420 >HFC-227ea | 208.61 | 278 | L3 | 1 | LB | US
CPYEN-3-0.2460 | CPYEN-3-0.2460 | 3/4" 180 Degree Nozzle Drill 0.2460 >HFC-227ea | 208.61 | 278 | L3 | 1 | LB | US
CPYEN-3-0.2500 | CPYEN-3-0.2500 | 3/4" 180 Degree Nozzle Drill 0.2500 >HFC-227ea | 208.61 | 278 | L3 | 1 | LB | US
CPYEN-3-0.2570 | CPYEN-3-0.2570 | 3/4" 180 Degree Nozzle Drill 0.2570 >HFC-227ea | 208.61 | 278 | L3 | 1 | LB | US
CPYEN-3-0.2610 | CPYEN-3-0.2610 | 3/4" 180 Degree Nozzle Drill 0.2610 >HFC-227ea | 208.61 | 278 | L3 | 1 | LB | US
CPYEN-4-0.1360 | CPYEN-4-0.1360 | 3/4" 360 Degree Nozzle Drill 0.1360 >HFC-227ea | 208.61 | 278 | L3 | 1 | LB | US
CPYEN-4-0.1406 | CPYEN-4-0.1406 | 3/4" 360 Degree Nozzle Drill 0.1406 >HFC-227ea | 208.61 | 278 | L3 | 1 | LB | US
CPYEN-4-0.1440 | CPYEN-4-0.1440 | 3/4" 360 Degree Nozzle Drill 0.1440 >HFC-227ea | 208.61 | 278 | L3 | 1 | LB | US
CPYEN-4-0.1470 | CPYEN-4-0.1470 | 3/4" 360 Degree Nozzle Drill 0.1470 >HFC-227ea | 208.61 | 278 | L3 | 1 | LB | US
CPYEN-4-0.1495 | CPYEN-4-0.1495 | 3/4" 360 Degree Nozzle Drill 0.1495 >HFC-227ea | 208.61 | 278 | L3 | 1 | LB | US
CPYEN-4-0.1520 | CPYEN-4-0.1520 | 3/4" 360 Degree Nozzle Drill 0.1520 >HFC-227ea | 208.61 | 278 | L3 | 1 | LB | US
CPYEN-4-0.1540 | CPYEN-4-0.1540 | 3/4" 360 Degree Nozzle Drill 0.1540 >HFC-227ea | 208.61 | 278 | L3 | 1 | LB | US
CPYEN-4-0.1562 | CPYEN-4-0.1562 | 3/4" 360 Degree Nozzle Drill 0.1562 >HFC-227ea | 208.61 | 278 | L3 | 1 | LB | US
CPYEN-4-0.1570 | CPYEN-4-0.1570 | 3/4" 360 Degree Nozzle Drill 0.1570 >HFC-227ea | 208.61 | 278 | L3 | 1 | LB | US
CPYEN-4-0.1590 | CPYEN-4-0.1590 | 3/4" 360 Degree Nozzle Drill 0.1590 >HFC-227ea | 208.61 | 278 | L3 | 1 | LB | US
CPYEN-4-0.1610 | CPYEN-4-0.1610 | 3/4" 360 Degree Nozzle Drill 0.1610 >HFC-227ea | 208.61 | 278 | L3 | 1 | LB | US
CPYEN-4-0.1660 | CPYEN-4-0.1660 | 3/4" 360 Degree Nozzle Drill 0.1660 >HFC-227ea | 208.61 | 278 | L3 | 1 | LB | US
CPYEN-4-0.1695 | CPYEN-4-0.1695 | 3/4" 360 Degree Nozzle Drill 0.1695 >HFC-227ea | 208.61 | 278 | L3 | 1 | LB | US
CPYEN-4-0.1719 | CPYEN-4-0.1719 | 3/4" 360 Degree Nozzle Drill 0.1719 >HFC-227ea | 208.61 | 278 | L3 | 1 | LB | US
CPYEN-4-0.1730 | CPYEN-4-0.1730 | 3/4" 360 Degree Nozzle Drill 0.1730 >HFC-227ea | 208.61 | 278 | L3 | 1 | LB | US
CPYEN-4-0.1770 | CPYEN-4-0.1770 | 3/4" 360 Degree Nozzle Drill 0.1770 >HFC-227ea | 208.61 | 278 | L3 | 1 | LB | US
CPYEN-4-0.1800 | CPYEN-4-0.1800 | 3/4" 360 Degree Nozzle Drill 0.1800 >HFC-227ea | 208.61 | 278 | L3 | 1 | LB | US
CPYEN-4-0.1820 | CPYEN-4-0.1820 | 3/4" 360 Degree Nozzle Drill 0.1820 >HFC-227ea | 208.61 | 278 | L3 | 1 | LB | US
CPYEN-4-0.1850 | CPYEN-4-0.1850 | 3/4" 360 Degree Nozzle Drill 0.1850 >HFC-227ea | 208.61 | 278 | L3 | 1 | LB | US
CPYEN-4-0.1875 | CPYEN-4-0.1875 | 3/4" 360 Degree Nozzle Drill 0.1875 >HFC-227ea | 208.61 | 278 | L3 | 1 | LB | US
CPYEN-4-0.1890 | CPYEN-4-0.1890 | 3/4" 360 Degree Nozzle Drill 0.1890 >HFC-227ea | 208.61 | 278 | L3 | 1 | LB | US
CPYEN-4-0.1910 | CPYEN-4-0.1910 | 3/4" 360 Degree Nozzle Drill 0.1910 >HFC-227ea | 208.61 | 278 | L3 | 1 | LB | US
CPYEN-4-0.1935 | CPYEN-4-0.1935 | 3/4" 360 Degree Nozzle Drill 0.1935 >HFC-227ea | 208.61 | 278 | L3 | 1 | LB | US
CPYEN-4-0.1960 | CPYEN-4-0.1960 | 3/4" 360 Degree Nozzle Drill 0.1960 >HFC-227ea | 208.61 | 278 | L3 | 1 | LB | US
CPYEN-4-0.1990 | CPYEN-4-0.1990 | 3/4" 360 Degree Nozzle Drill 0.1990 >HFC-227ea | 208.61 | 278 | L3 | 1 | LB | US
CPYEN-4-0.2010 | CPYEN-4-0.2010 | 3/4" 360 Degree Nozzle Drill 0.2010 >HFC-227ea | 208.61 | 278 | L3 | 1 | LB | US
CPYEN-4-0.2031 | CPYEN-4-0.2031 | 3/4" 360 Degree Nozzle Drill 0.2031 >HFC-227ea | 208.61 | 278 | L3 | 1 | LB | US
CPYEN-4-0.2040 | CPYEN-4-0.2040 | 3/4" 360 Degree Nozzle Drill 0.2040 >HFC-227ea | 208.61 | 278 | L3 | 1 | LB | US
CPYEN-4-0.2055 | CPYEN-4-0.2055 | 3/4" 360 Degree Nozzle Drill 0.2055 >HFC-227ea | 208.61 | 278 | L3 | 1 | LB | US
CPYEN-4-0.2090 | CPYEN-4-0.2090 | 3/4" 360 Degree Nozzle Drill 0.2090 >HFC-227ea | 208.61 | 278 | L3 | 1 | LB | US
CPYEN-4-0.2130 | CPYEN-4-0.2130 | 3/4" 360 Degree Nozzle Drill 0.2130 >HFC-227ea | 208.61 | 278 | L3 | 1 | LB | US
CPYEN-4-0.2187 | CPYEN-4-0.2187 | 3/4" 360 Degree Nozzle Drill 0.2187 >HFC-227ea | 208.61 | 278 | L3 | 1 | LB | US
CPYEN-4-0.2210 | CPYEN-4-0.2210 | 3/4" 360 Degree Nozzle Drill 0.2210 >HFC-227ea | 208.61 | 278 | L3 | 1 | LB | US
CPYEN-4-0.2280 | CPYEN-4-0.2280 | 3/4" 360 Degree Nozzle Drill 0.2280 >HFC-227ea | 208.61 | 278 | L3 | 1 | LB | US
CPYEN-4-0.2344 | CPYEN-4-0.2344 | 3/4" 360 Degree Nozzle Drill 0.2344 >HFC-227ea | 208.61 | 278 | L3 | 1 | LB | US
CPYEN-4-0.2380 | CPYEN-4-0.2380 | 3/4" 360 Degree Nozzle Drill 0.2380 >HFC-227ea | 208.61 | 278 | L3 | 1 | LB | US
CPYEN-4-0.2420 | CPYEN-4-0.2420 | 3/4" 360 Degree Nozzle Drill 0.2420 >HFC-227ea | 208.61 | 278 | L3 | 1 | LB | US
CPYEN-4-0.2460 | CPYEN-4-0.2460 | 3/4" 360 Degree Nozzle Drill 0.2460 >HFC-227ea | 208.61 | 278 | L3 | 1 | LB | US
CPYEN-4-0.2500 | CPYEN-4-0.2500 | 3/4" 360 Degree Nozzle Drill 0.2500 >HFC-227ea | 208.61 | 278 | L3 | 1 | LB | US
CPYEN-4-0.2570 | CPYEN-4-0.2570 | 3/4" 360 Degree Nozzle Drill 0.2570 >HFC-227ea | 208.61 | 278 | L3 | 1 | LB | US
CPYEN-4-0.2610 | CPYEN-4-0.2610 | 3/4" 360 Degree Nozzle Drill 0.2610 >HFC-227ea | 208.61 | 278 | L3 | 1 | LB | US
CPYEN-5-0.1660 | CPYEN-5-0.1660 | 1" 180 Degree Nozzle Drill 0.1660 >HFC-227ea | 208.61 | 278 | L3 | 1 | LB | US
CPYEN-5-0.1695 | CPYEN-5-0.1695 | 1" 180 Degree Nozzle Drill 0.1695 >HFC-227ea | 208.61 | 278 | L3 | 1 | LB | US
CPYEN-5-0.1719 | CPYEN-5-0.1719 | 1" 180 Degree Nozzle Drill 0.1719 >HFC-227ea | 208.61 | 278 | L3 | 1 | LB | US
CPYEN-5-0.1730 | CPYEN-5-0.1730 | 1" 180 Degree Nozzle Drill 0.1730 >HFC-227ea | 208.61 | 278 | L3 | 1 | LB | US
CPYEN-5-0.1770 | CPYEN-5-0.1770 | 1" 180 Degree Nozzle Drill 0.1770 >HFC-227ea | 208.61 | 278 | L3 | 1 | LB | US
CPYEN-5-0.1800 | CPYEN-5-0.1800 | 1" 180 Degree Nozzle Drill 0.1800 >HFC-227ea | 208.61 | 278 | L3 | 1 | LB | US
CPYEN-5-0.1820 | CPYEN-5-0.1820 | 1" 180 Degree Nozzle Drill 0.1820 >HFC-227ea | 208.61 | 278 | L3 | 1 | LB | US
CPYEN-5-0.1850 | CPYEN-5-0.1850 | 1" 180 Degree Nozzle Drill 0.1850 >HFC-227ea | 208.61 | 278 | L3 | 1 | LB | US
CPYEN-5-0.1875 | CPYEN-5-0.1875 | 1" 180 Degree Nozzle Drill 0.1875 >HFC-227ea | 208.61 | 278 | L3 | 1 | LB | US
CPYEN-5-0.1890 | CPYEN-5-0.1890 | 1" 180 Degree Nozzle Drill 0.1890 >HFC-227ea | 208.61 | 278 | L3 | 1 | LB | US
CPYEN-5-0.1910 | CPYEN-5-0.1910 | 1" 180 Degree Nozzle Drill 0.1910 >HFC-227ea | 208.61 | 278 | L3 | 1 | LB | US
CPYEN-5-0.1935 | CPYEN-5-0.1935 | 1" 180 Degree Nozzle Drill 0.1935 >HFC-227ea | 208.61 | 278 | L3 | 1 | LB | US
CPYEN-5-0.1960 | CPYEN-5-0.1960 | 1" 180 Degree Nozzle Drill 0.1960 >HFC-227ea | 208.61 | 278 | L3 | 1 | LB | US
CPYEN-5-0.1990 | CPYEN-5-0.1990 | 1" 180 Degree Nozzle Drill 0.1990 >HFC-227ea | 208.61 | 278 | L3 | 1 | LB | US
CPYEN-5-0.2010 | CPYEN-5-0.2010 | 1" 180 Degree Nozzle Drill 0.2010 >HFC-227ea | 208.61 | 278 | L3 | 1 | LB | US
CPYEN-5-0.2031 | CPYEN-5-0.2031 | 1" 180 Degree Nozzle Drill 0.2031 >HFC-227ea | 208.61 | 278 | L3 | 1 | LB | US
CPYEN-5-0.2040 | CPYEN-5-0.2040 | 1" 180 Degree Nozzle Drill 0.2040 >HFC-227ea | 208.61 | 278 | L3 | 1 | LB | US
CPYEN-5-0.2055 | CPYEN-5-0.2055 | 1" 180 Degree Nozzle Drill 0.2055 >HFC-227ea | 208.61 | 278 | L3 | 1 | LB | US
CPYEN-5-0.2090 | CPYEN-5-0.2090 | 1" 180 Degree Nozzle Drill 0.2090 >HFC-227ea | 208.61 | 278 | L3 | 1 | LB | US
CPYEN-5-0.2130 | CPYEN-5-0.2130 | 1" 180 Degree Nozzle Drill 0.2130 >HFC-227ea | 208.61 | 278 | L3 | 1 | LB | US
CPYEN-5-0.2187 | CPYEN-5-0.2187 | 1" 180 Degree Nozzle Drill 0.2187 >HFC-227ea | 208.61 | 278 | L3 | 1 | LB | US
CPYEN-5-0.2210 | CPYEN-5-0.2210 | 1" 180 Degree Nozzle Drill 0.2210 >HFC-227ea | 208.61 | 278 | L3 | 1 | LB | US
CPYEN-5-0.2340 | CPYEN-5-0.2340 | 1" 180 Degree Nozzle Drill 0.2340 >HFC-227ea | 208.61 | 278 | L3 | 1 | LB | US
CPYEN-5-0.2344 | CPYEN-5-0.2344 | 1" 180 Degree Nozzle Drill 0.2344 >HFC-227ea | 208.61 | 278 | L3 | 1 | LB | US
CPYEN-5-0.2380 | CPYEN-5-0.2380 | 1" 180 Degree Nozzle Drill 0.2380 >HFC-227ea | 208.61 | 278 | L3 | 1 | LB | US
CPYEN-5-0.2420 | CPYEN-5-0.2420 | 1" 180 Degree Nozzle Drill 0.2420 >HFC-227ea | 208.61 | 278 | L3 | 1 | LB | US
CPYEN-5-0.2460 | CPYEN-5-0.2460 | 1" 180 Degree Nozzle Drill 0.2460 >HFC-227ea | 208.61 | 278 | L3 | 1 | LB | US
CPYEN-5-0.2500 | CPYEN-5-0.2500 | 1" 180 Degree Nozzle Drill 0.2500 >HFC-227ea | 208.61 | 278 | L3 | 1 | LB | US
CPYEN-5-0.2570 | CPYEN-5-0.2570 | 1" 180 Degree Nozzle Drill 0.2570 >HFC-227ea | 208.61 | 278 | L3 | 1 | LB | US
CPYEN-5-0.2610 | CPYEN-5-0.2610 | 1" 180 Degree Nozzle Drill 0.2610 >HFC-227ea | 208.61 | 278 | L3 | 1 | LB | US
CPYEN-5-0.2656 | CPYEN-5-0.2656 | 1" 180 Degree Nozzle Drill 0.2656 >HFC-227ea | 208.61 | 278 | L3 | 1 | LB | US
CPYEN-5-0.2660 | CPYEN-5-0.2660 | 1" 180 Degree Nozzle Drill 0.2660 >HFC-227ea | 208.61 | 278 | L3 | 1 | LB | US
CPYEN-5-0.2720 | CPYEN-5-0.2720 | 1" 180 Degree Nozzle Drill 0.2720 >HFC-227ea | 208.61 | 278 | L3 | 1 | LB | US
CPYEN-5-0.2770 | CPYEN-5-0.2770 | 1" 180 Degree Nozzle Drill 0.2770 >HFC-227ea | 208.61 | 278 | L3 | 1 | LB | US
CPYEN-5-0.2810 | CPYEN-5-0.2810 | 1" 180 Degree Nozzle Drill 0.2810 >HFC-227ea | 208.61 | 278 | L3 | 1 | LB | US
CPYEN-5-0.2812 | CPYEN-5-0.2812 | 1" 180 Degree Nozzle Drill 0.2812 >HFC-227ea | 208.61 | 278 | L3 | 1 | LB | US
CPYEN-5-0.2900 | CPYEN-5-0.2900 | 1" 180 Degree Nozzle Drill 0.2900 >HFC-227ea | 208.61 | 278 | L3 | 1 | LB | US
CPYEN-5-0.2950 | CPYEN-5-0.2950 | 1" 180 Degree Nozzle Drill 0.2950 >HFC-227ea | 208.61 | 278 | L3 | 1 | LB | US
CPYEN-5-0.2969 | CPYEN-5-0.2969 | 1" 180 Degree Nozzle Drill 0.2969 >HFC-227ea | 208.61 | 278 | L3 | 1 | LB | US
CPYEN-5-0.3020 | CPYEN-5-0.3020 | 1" 180 Degree Nozzle Drill 0.3020 >HFC-227ea | 208.61 | 278 | L3 | 1 | LB | US
CPYEN-5-0.3125 | CPYEN-5-0.3125 | 1" 180 Degree Nozzle Drill 0.3125 >HFC-227ea | 208.61 | 278 | L3 | 1 | LB | US
CPYEN-5-0.3160 | CPYEN-5-0.3160 | 1" 180 Degree Nozzle Drill 0.3160 >HFC-227ea | 208.61 | 278 | L3 | 1 | LB | US
CPYEN-5-0.3230 | CPYEN-5-0.3230 | 1" 180 Degree Nozzle Drill 0.3230 >HFC-227ea | 208.61 | 278 | L3 | 1 | LB | US
CPYEN-5-0.3281 | CPYEN-5-0.3281 | 1" 180 Degree Nozzle Drill 0.3281 >HFC-227ea | 208.61 | 278 | L3 | 1 | LB | US
CPYEN-5-0.3320 | CPYEN-5-0.3320 | 1" 180 Degree Nozzle Drill 0.3320 >HFC-227ea | 208.61 | 278 | L3 | 1 | LB | US
CPYEN-6-0.1660 | CPYEN-6-0.1660 | 1" 360 Degree Nozzle Drill 0.1660 >HFC-227ea | 208.61 | 278 | L3 | 1 | LB | US
CPYEN-6-0.1695 | CPYEN-6-0.1695 | 1" 360 Degree Nozzle Drill 0.1695 >HFC-227ea | 208.61 | 278 | L3 | 1 | LB | US
CPYEN-6-0.1719 | CPYEN-6-0.1719 | 1" 360 Degree Nozzle Drill 0.1719 >HFC-227ea | 208.61 | 278 | L3 | 1 | LB | US
CPYEN-6-0.1730 | CPYEN-6-0.1730 | 1" 360 Degree Nozzle Drill 0.1730 >HFC-227ea | 208.61 | 278 | L3 | 1 | LB | US
CPYEN-6-0.1770 | CPYEN-6-0.1770 | 1" 360 Degree Nozzle Drill 0.1770 >HFC-227ea | 208.61 | 278 | L3 | 1 | LB | US
CPYEN-6-0.1800 | CPYEN-6-0.1800 | 1" 360 Degree Nozzle Drill 0.1800 >HFC-227ea | 208.61 | 278 | L3 | 1 | LB | US
CPYEN-6-0.1820 | CPYEN-6-0.1820 | 1" 360 Degree Nozzle Drill 0.1820 >HFC-227ea | 208.61 | 278 | L3 | 1 | LB | US
CPYEN-6-0.1850 | CPYEN-6-0.1850 | 1" 360 Degree Nozzle Drill 0.1850 >HFC-227ea | 208.61 | 278 | L3 | 1 | LB | US
CPYEN-6-0.1875 | CPYEN-6-0.1875 | 1" 360 Degree Nozzle Drill 0.1875 >HFC-227ea | 208.61 | 278 | L3 | 1 | LB | US
CPYEN-6-0.1890 | CPYEN-6-0.1890 | 1" 360 Degree Nozzle Drill 0.1890 >HFC-227ea | 208.61 | 278 | L3 | 1 | LB | US
CPYEN-6-0.1910 | CPYEN-6-0.1910 | 1" 360 Degree Nozzle Drill 0.1910 >HFC-227ea | 208.61 | 278 | L3 | 1 | LB | US
CPYEN-6-0.1935 | CPYEN-6-0.1935 | 1" 360 Degree Nozzle Drill 0.1935 >HFC-227ea | 208.61 | 278 | L3 | 1 | LB | US
CPYEN-6-0.1960 | CPYEN-6-0.1960 | 1" 360 Degree Nozzle Drill 0.1960 >HFC-227ea | 208.61 | 278 | L3 | 1 | LB | US
CPYEN-6-0.1990 | CPYEN-6-0.1990 | 1" 360 Degree Nozzle Drill 0.1990 >HFC-227ea | 208.61 | 278 | L3 | 1 | LB | US
CPYEN-6-0.2010 | CPYEN-6-0.2010 | 1" 360 Degree Nozzle Drill 0.2010 >HFC-227ea | 208.61 | 278 | L3 | 1 | LB | US
CPYEN-6-0.2031 | CPYEN-6-0.2031 | 1" 360 Degree Nozzle Drill 0.2031 >HFC-227ea | 208.61 | 278 | L3 | 1 | LB | US
CPYEN-6-0.2040 | CPYEN-6-0.2040 | 1" 360 Degree Nozzle Drill 0.2040 >HFC-227ea | 208.61 | 278 | L3 | 1 | LB | US
CPYEN-6-0.2055 | CPYEN-6-0.2055 | 1" 360 Degree Nozzle Drill 0.2055 >HFC-227ea | 208.61 | 278 | L3 | 1 | LB | US
CPYEN-6-0.2090 | CPYEN-6-0.2090 | 1" 360 Degree Nozzle Drill 0.2090 >HFC-227ea | 208.61 | 278 | L3 | 1 | LB | US
CPYEN-6-0.2130 | CPYEN-6-0.2130 | 1" 360 Degree Nozzle Drill 0.2130 >HFC-227ea | 208.61 | 278 | L3 | 1 | LB | US
CPYEN-6-0.2187 | CPYEN-6-0.2187 | 1" 360 Degree Nozzle Drill 0.2187 >HFC-227ea | 208.61 | 278 | L3 | 1 | LB | US
CPYEN-6-0.2210 | CPYEN-6-0.2210 | 1" 360 Degree Nozzle Drill 0.2210 >HFC-227ea | 208.61 | 278 | L3 | 1 | LB | US
CPYEN-6-0.2340 | CPYEN-6-0.2340 | 1" 360 Degree Nozzle Drill 0.2340 >HFC-227ea | 208.61 | 278 | L3 | 1 | LB | US
CPYEN-6-0.2344 | CPYEN-6-0.2344 | 1" 360 Degree Nozzle Drill 0.2344 >HFC-227ea | 208.61 | 278 | L3 | 1 | LB | US
CPYEN-6-0.2380 | CPYEN-6-0.2380 | 1" 360 Degree Nozzle Drill 0.2380 >HFC-227ea | 208.61 | 278 | L3 | 1 | LB | US
CPYEN-6-0.2420 | CPYEN-6-0.2420 | 1" 360 Degree Nozzle Drill 0.2420 >HFC-227ea | 208.61 | 278 | L3 | 1 | LB | US
CPYEN-6-0.2460 | CPYEN-6-0.2460 | 1" 360 Degree Nozzle Drill 0.2460 >HFC-227ea | 208.61 | 278 | L3 | 1 | LB | US
CPYEN-6-0.2500 | CPYEN-6-0.2500 | 1" 360 Degree Nozzle Drill 0.2500 >HFC-227ea | 208.61 | 278 | L3 | 1 | LB | US
CPYEN-6-0.2570 | CPYEN-6-0.2570 | 1" 360 Degree Nozzle Drill 0.2570 >HFC-227ea | 208.61 | 278 | L3 | 1 | LB | US
CPYEN-6-0.2610 | CPYEN-6-0.2610 | 1" 360 Degree Nozzle Drill 0.2610 >HFC-227ea | 208.61 | 278 | L3 | 1 | LB | US
CPYEN-6-0.2656 | CPYEN-6-0.2656 | 1" 360 Degree Nozzle Drill 0.2656 >HFC-227ea | 208.61 | 278 | L3 | 1 | LB | US
CPYEN-6-0.2660 | CPYEN-6-0.2660 | 1" 360 Degree Nozzle Drill 0.2660 >HFC-227ea | 208.61 | 278 | L3 | 1 | LB | US
CPYEN-6-0.2720 | CPYEN-6-0.2720 | 1" 360 Degree Nozzle Drill 0.2720 >HFC-227ea | 208.61 | 278 | L3 | 1 | LB | US
CPYEN-6-0.2770 | CPYEN-6-0.2770 | 1" 360 Degree Nozzle Drill 0.2770 >HFC-227ea | 208.61 | 278 | L3 | 1 | LB | US
CPYEN-6-0.2810 | CPYEN-6-0.2810 | 1" 360 Degree Nozzle Drill 0.2810 >HFC-227ea | 208.61 | 278 | L3 | 1 | LB | US
CPYEN-6-0.2812 | CPYEN-6-0.2812 | 1" 360 Degree Nozzle Drill 0.2812 >HFC-227ea | 208.61 | 278 | L3 | 1 | LB | US
CPYEN-6-0.2900 | CPYEN-6-0.2900 | 1" 360 Degree Nozzle Drill 0.2900 >HFC-227ea | 208.61 | 278 | L3 | 1 | LB | US
CPYEN-6-0.2950 | CPYEN-6-0.2950 | 1" 360 Degree Nozzle Drill 0.2950 >HFC-227ea | 208.61 | 278 | L3 | 1 | LB | US
CPYEN-6-0.2969 | CPYEN-6-0.2969 | 1" 360 Degree Nozzle Drill 0.2969 >HFC-227ea | 208.61 | 278 | L3 | 1 | LB | US
CPYEN-6-0.3020 | CPYEN-6-0.3020 | 1" 360 Degree Nozzle Drill 0.3020 >HFC-227ea | 208.61 | 278 | L3 | 1 | LB | US
CPYEN-6-0.3125 | CPYEN-6-0.3125 | 1" 360 Degree Nozzle Drill 0.3125 >HFC-227ea | 208.61 | 278 | L3 | 1 | LB | US
CPYEN-6-0.3160 | CPYEN-6-0.3160 | 1" 360 Degree Nozzle Drill 0.3160 >HFC-227ea | 208.61 | 278 | L3 | 1 | LB | US
CPYEN-6-0.3230 | CPYEN-6-0.3230 | 1" 360 Degree Nozzle Drill 0.3230 >HFC-227ea | 208.61 | 278 | L3 | 1 | LB | US
CPYEN-6-0.3281 | CPYEN-6-0.3281 | 1" 360 Degree Nozzle Drill 0.3281 >HFC-227ea | 208.61 | 278 | L3 | 1 | LB | US
CPYEN-6-0.3320 | CPYEN-6-0.3320 | 1" 360 Degree Nozzle Drill 0.3320 >HFC-227ea | 208.61 | 278 | L3 | 1 | LB | US
CPYEN-7-0.2187 | CPYEN-7-0.2187 | 1-1/4" 180 Degree Nozzle Drill 0.2187 >HFC-227ea | 208.61 | 278 | L3 | 1 | LB | US
CPYEN-7-0.2210 | CPYEN-7-0.2210 | 1-1/4" 180 Degree Nozzle Drill 0.2210 >HFC-227ea | 208.61 | 278 | L3 | 1 | LB | US
CPYEN-7-0.2340 | CPYEN-7-0.2340 | 1-1/4" 180 Degree Nozzle Drill 0.2340 >HFC-227ea | 208.61 | 278 | L3 | 1 | LB | US
CPYEN-7-0.2344 | CPYEN-7-0.2344 | 1-1/4" 180 Degree Nozzle Drill 0.2344 >HFC-227ea | 208.61 | 278 | L3 | 1 | LB | US
CPYEN-7-0.2380 | CPYEN-7-0.2380 | 1-1/4" 180 Degree Nozzle Drill 0.2380 >HFC-227ea | 208.61 | 278 | L3 | 1 | LB | US
CPYEN-7-0.2420 | CPYEN-7-0.2420 | 1-1/4" 180 Degree Nozzle Drill 0.2420 >HFC-227ea | 208.61 | 278 | L3 | 1 | LB | US
CPYEN-7-0.2460 | CPYEN-7-0.2460 | 1-1/4" 180 Degree Nozzle Drill 0.2460 >HFC-227ea | 208.61 | 278 | L3 | 1 | LB | US
CPYEN-7-0.2500 | CPYEN-7-0.2500 | 1-1/4" 180 Degree Nozzle Drill 0.2500 >HFC-227ea | 208.61 | 278 | L3 | 1 | LB | US
CPYEN-7-0.2570 | CPYEN-7-0.2570 | 1-1/4" 180 Degree Nozzle Drill 0.2570 >HFC-227ea | 208.61 | 278 | L3 | 1 | LB | US
CPYEN-7-0.2610 | CPYEN-7-0.2610 | 1-1/4" 180 Degree Nozzle Drill 0.2610 >HFC-227ea | 208.61 | 278 | L3 | 1 | LB | US
CPYEN-7-0.2656 | CPYEN-7-0.2656 | 1-1/4" 180 Degree Nozzle Drill 0.2656 >HFC-227ea | 208.61 | 278 | L3 | 1 | LB | US
CPYEN-7-0.2660 | CPYEN-7-0.2660 | 1-1/4" 180 Degree Nozzle Drill 0.2660 >HFC-227ea | 208.61 | 278 | L3 | 1 | LB | US
CPYEN-7-0.2720 | CPYEN-7-0.2720 | 1-1/4" 180 Degree Nozzle Drill 0.2720 >HFC-227ea | 208.61 | 278 | L3 | 1 | LB | US
CPYEN-7-0.2770 | CPYEN-7-0.2770 | 1-1/4" 180 Degree Nozzle Drill 0.2770 >HFC-227ea | 208.61 | 278 | L3 | 1 | LB | US
CPYEN-7-0.2810 | CPYEN-7-0.2810 | 1-1/4" 180 Degree Nozzle Drill 0.2810 >HFC-227ea | 208.61 | 278 | L3 | 1 | LB | US
CPYEN-7-0.2812 | CPYEN-7-0.2812 | 1-1/4" 180 Degree Nozzle Drill 0.2812 >HFC-227ea | 208.61 | 278 | L3 | 1 | LB | US
CPYEN-7-0.2900 | CPYEN-7-0.2900 | 1-1/4" 180 Degree Nozzle Drill 0.2900 >HFC-227ea | 208.61 | 278 | L3 | 1 | LB | US
CPYEN-7-0.2950 | CPYEN-7-0.2950 | 1-1/4" 180 Degree Nozzle Drill 0.2950 >HFC-227ea | 208.61 | 278 | L3 | 1 | LB | US
CPYEN-7-0.2969 | CPYEN-7-0.2969 | 1-1/4" 180 Degree Nozzle Drill 0.2969 >HFC-227ea | 208.61 | 278 | L3 | 1 | LB | US
CPYEN-7-0.3020 | CPYEN-7-0.3020 | 1-1/4" 180 Degree Nozzle Drill 0.3020 >HFC-227ea | 208.61 | 278 | L3 | 1 | LB | US
CPYEN-7-0.3125 | CPYEN-7-0.3125 | 1-1/4" 180 Degree Nozzle Drill 0.3125 >HFC-227ea | 208.61 | 278 | L3 | 1 | LB | US
CPYEN-7-0.3160 | CPYEN-7-0.3160 | 1-1/4" 180 Degree Nozzle Drill 0.3160 >HFC-227ea | 208.61 | 278 | L3 | 1 | LB | US
CPYEN-7-0.3230 | CPYEN-7-0.3230 | 1-1/4" 180 Degree Nozzle Drill 0.3230 >HFC-227ea | 208.61 | 278 | L3 | 1 | LB | US
CPYEN-7-0.3281 | CPYEN-7-0.3281 | 1-1/4" 180 Degree Nozzle Drill 0.3281 >HFC-227ea | 208.61 | 278 | L3 | 1 | LB | US
CPYEN-7-0.3320 | CPYEN-7-0.3320 | 1-1/4" 180 Degree Nozzle Drill 0.3320 >HFC-227ea | 208.61 | 278 | L3 | 1 | LB | US
CPYEN-7-0.3390 | CPYEN-7-0.3390 | 1-1/4" 180 Degree Nozzle Drill 0.3390 >HFC-227ea | 208.61 | 278 | L3 | 1 | LB | US
CPYEN-7-0.3437 | CPYEN-7-0.3437 | 1-1/4" 180 Degree Nozzle Drill 0.3437 >HFC-227ea | 208.61 | 278 | L3 | 1 | LB | US
CPYEN-7-0.3480 | CPYEN-7-0.3480 | 1-1/4" 180 Degree Nozzle Drill 0.3480 >HFC-227ea | 208.61 | 278 | L3 | 1 | LB | US
CPYEN-7-0.3580 | CPYEN-7-0.3580 | 1-1/4" 180 Degree Nozzle Drill 0.3580 >HFC-227ea | 208.61 | 278 | L3 | 1 | LB | US
CPYEN-7-0.3594 | CPYEN-7-0.3594 | 1-1/4" 180 Degree Nozzle Drill 0.3594 >HFC-227ea | 208.61 | 278 | L3 | 1 | LB | US
CPYEN-7-0.3680 | CPYEN-7-0.3680 | 1-1/4" 180 Degree Nozzle Drill 0.3680 >HFC-227ea | 208.61 | 278 | L3 | 1 | LB | US
CPYEN-7-0.3750 | CPYEN-7-0.3750 | 1-1/4" 180 Degree Nozzle Drill 0.3750 >HFC-227ea | 208.61 | 278 | L3 | 1 | LB | US
CPYEN-7-0.3770 | CPYEN-7-0.3770 | 1-1/4" 180 Degree Nozzle Drill 0.3770 >HFC-227ea | 208.61 | 278 | L3 | 1 | LB | US
CPYEN-7-0.3860 | CPYEN-7-0.3860 | 1-1/4" 180 Degree Nozzle Drill 0.3860 >HFC-227ea | 208.61 | 278 | L3 | 1 | LB | US
CPYEN-7-0.3906 | CPYEN-7-0.3906 | 1-1/4" 180 Degree Nozzle Drill 0.3906 >HFC-227ea | 208.61 | 278 | L3 | 1 | LB | US
CPYEN-7-0.3970 | CPYEN-7-0.3970 | 1-1/4" 180 Degree Nozzle Drill 0.3970 >HFC-227ea | 208.61 | 278 | L3 | 1 | LB | US
CPYEN-7-0.4040 | CPYEN-7-0.4040 | 1-1/4" 180 Degree Nozzle Drill 0.4040 >HFC-227ea | 208.61 | 278 | L3 | 1 | LB | US
CPYEN-7-0.4062 | CPYEN-7-0.4062 | 1-1/4" 180 Degree Nozzle Drill 0.4062 >HFC-227ea | 208.61 | 278 | L3 | 1 | LB | US
CPYEN-7-0.4130 | CPYEN-7-0.4130 | 1-1/4" 180 Degree Nozzle Drill 0.4130 >HFC-227ea | 208.61 | 278 | L3 | 1 | LB | US
CPYEN-7-0.4219 | CPYEN-7-0.4219 | 1-1/4" 180 Degree Nozzle Drill 0.4219 >HFC-227ea | 208.61 | 278 | L3 | 1 | LB | US
CPYEN-7-0.4375 | CPYEN-7-0.4375 | 1-1/4" 180 Degree Nozzle Drill 0.4375 >HFC-227ea | 208.61 | 278 | L3 | 1 | LB | US
CPYEN-8-0.2187 | CPYEN-8-0.2187 | 1-1/4" 360 Degree Nozzle Drill 0.2187 >HFC-227ea | 208.61 | 278 | L3 | 1 | LB | US
CPYEN-8-0.2210 | CPYEN-8-0.2210 | 1-1/4" 360 Degree Nozzle Drill 0.2210 >HFC-227ea | 208.61 | 278 | L3 | 1 | LB | US
CPYEN-8-0.2340 | CPYEN-8-0.2340 | 1-1/4" 360 Degree Nozzle Drill 0.2340 >HFC-227ea | 208.61 | 278 | L3 | 1 | LB | US
CPYEN-8-0.2344 | CPYEN-8-0.2344 | 1-1/4" 360 Degree Nozzle Drill 0.2344 >HFC-227ea | 208.61 | 278 | L3 | 1 | LB | US
CPYEN-8-0.2380 | CPYEN-8-0.2380 | 1-1/4" 360 Degree Nozzle Drill 0.2380 >HFC-227ea | 208.61 | 278 | L3 | 1 | LB | US
CPYEN-8-0.2420 | CPYEN-8-0.2420 | 1-1/4" 360 Degree Nozzle Drill 0.2420 >HFC-227ea | 208.61 | 278 | L3 | 1 | LB | US
CPYEN-8-0.2460 | CPYEN-8-0.2460 | 1-1/4" 360 Degree Nozzle Drill 0.2460 >HFC-227ea | 208.61 | 278 | L3 | 1 | LB | US
CPYEN-8-0.2500 | CPYEN-8-0.2500 | 1-1/4" 360 Degree Nozzle Drill 0.2500 >HFC-227ea | 208.61 | 278 | L3 | 1 | LB | US
CPYEN-8-0.2570 | CPYEN-8-0.2570 | 1-1/4" 360 Degree Nozzle Drill 0.2570 >HFC-227ea | 208.61 | 278 | L3 | 1 | LB | US
CPYEN-8-0.2610 | CPYEN-8-0.2610 | 1-1/4" 360 Degree Nozzle Drill 0.2610 >HFC-227ea | 208.61 | 278 | L3 | 1 | LB | US
CPYEN-8-0.2656 | CPYEN-8-0.2656 | 1-1/4" 360 Degree Nozzle Drill 0.2656 >HFC-227ea | 208.61 | 278 | L3 | 1 | LB | US
CPYEN-8-0.2660 | CPYEN-8-0.2660 | 1-1/4" 360 Degree Nozzle Drill 0.2660 >HFC-227ea | 208.61 | 278 | L3 | 1 | LB | US
CPYEN-8-0.2720 | CPYEN-8-0.2720 | 1-1/4" 360 Degree Nozzle Drill 0.2720 >HFC-227ea | 208.61 | 278 | L3 | 1 | LB | US
CPYEN-8-0.2770 | CPYEN-8-0.2770 | 1-1/4" 360 Degree Nozzle Drill 0.2770 >HFC-227ea | 208.61 | 278 | L3 | 1 | LB | US
CPYEN-8-0.2810 | CPYEN-8-0.2810 | 1-1/4" 360 Degree Nozzle Drill 0.2810 >HFC-227ea | 208.61 | 278 | L3 | 1 | LB | US
CPYEN-8-0.2812 | CPYEN-8-0.2812 | 1-1/4" 360 Degree Nozzle Drill 0.2812 >HFC-227ea | 208.61 | 278 | L3 | 1 | LB | US
CPYEN-8-0.2900 | CPYEN-8-0.2900 | 1-1/4" 360 Degree Nozzle Drill 0.2900 >HFC-227ea | 208.61 | 278 | L3 | 1 | LB | US
CPYEN-8-0.2950 | CPYEN-8-0.2950 | 1-1/4" 360 Degree Nozzle Drill 0.2950 >HFC-227ea | 208.61 | 278 | L3 | 1 | LB | US
CPYEN-8-0.2969 | CPYEN-8-0.2969 | 1-1/4" 360 Degree Nozzle Drill 0.2969 >HFC-227ea | 208.61 | 278 | L3 | 1 | LB | US
CPYEN-8-0.3020 | CPYEN-8-0.3020 | 1-1/4" 360 Degree Nozzle Drill 0.3020 >HFC-227ea | 208.61 | 278 | L3 | 1 | LB | US
CPYEN-8-0.3125 | CPYEN-8-0.3125 | 1-1/4" 360 Degree Nozzle Drill 0.3125 >HFC-227ea | 208.61 | 278 | L3 | 1 | LB | US
CPYEN-8-0.3160 | CPYEN-8-0.3160 | 1-1/4" 360 Degree Nozzle Drill 0.3160 >HFC-227ea | 208.61 | 278 | L3 | 1 | LB | US
CPYEN-8-0.3230 | CPYEN-8-0.3230 | 1-1/4" 360 Degree Nozzle Drill 0.3230 >HFC-227ea | 208.61 | 278 | L3 | 1 | LB | US
CPYEN-8-0.3281 | CPYEN-8-0.3281 | 1-1/4" 360 Degree Nozzle Drill 0.3281 >HFC-227ea | 208.61 | 278 | L3 | 1 | LB | US
CPYEN-8-0.3320 | CPYEN-8-0.3320 | 1-1/4" 360 Degree Nozzle Drill 0.3320 >HFC-227ea | 208.61 | 278 | L3 | 1 | LB | US
CPYEN-8-0.3390 | CPYEN-8-0.3390 | 1-1/4" 360 Degree Nozzle Drill 0.3390 >HFC-227ea | 208.61 | 278 | L3 | 1 | LB | US
CPYEN-8-0.3437 | CPYEN-8-0.3437 | 1-1/4" 360 Degree Nozzle Drill 0.3437 >HFC-227ea | 208.61 | 278 | L3 | 1 | LB | US
CPYEN-8-0.3480 | CPYEN-8-0.3480 | 1-1/4" 360 Degree Nozzle Drill 0.3480 >HFC-227ea | 208.61 | 278 | L3 | 1 | LB | US
CPYEN-8-0.3580 | CPYEN-8-0.3580 | 1-1/4" 360 Degree Nozzle Drill 0.3580 >HFC-227ea | 208.61 | 278 | L3 | 1 | LB | US
CPYEN-8-0.3594 | CPYEN-8-0.3594 | 1-1/4" 360 Degree Nozzle Drill 0.3594 >HFC-227ea | 208.61 | 278 | L3 | 1 | LB | US
CPYEN-8-0.3680 | CPYEN-8-0.3680 | 1-1/4" 360 Degree Nozzle Drill 0.3680 >HFC-227ea | 208.61 | 278 | L3 | 1 | LB | US
CPYEN-8-0.3750 | CPYEN-8-0.3750 | 1-1/4" 360 Degree Nozzle Drill 0.3750 >HFC-227ea | 208.61 | 278 | L3 | 1 | LB | US
CPYEN-8-0.3770 | CPYEN-8-0.3770 | 1-1/4" 360 Degree Nozzle Drill 0.3770 >HFC-227ea | 208.61 | 278 | L3 | 1 | LB | US
CPYEN-8-0.3860 | CPYEN-8-0.3860 | 1-1/4" 360 Degree Nozzle Drill 0.3860 >HFC-227ea | 208.61 | 278 | L3 | 1 | LB | US
CPYEN-8-0.3906 | CPYEN-8-0.3906 | 1-1/4" 360 Degree Nozzle Drill 0.3906 >HFC-227ea | 208.61 | 278 | L3 | 1 | LB | US
CPYEN-8-0.3970 | CPYEN-8-0.3970 | 1-1/4" 360 Degree Nozzle Drill 0.3970 >HFC-227ea | 208.61 | 278 | L3 | 1 | LB | US
CPYEN-8-0.4040 | CPYEN-8-0.4040 | 1-1/4" 360 Degree Nozzle Drill 0.4040 >HFC-227ea | 208.61 | 278 | L3 | 1 | LB | US
CPYEN-8-0.4062 | CPYEN-8-0.4062 | 1-1/4" 360 Degree Nozzle Drill 0.4062 >HFC-227ea | 208.61 | 278 | L3 | 1 | LB | US
CPYEN-8-0.4130 | CPYEN-8-0.4130 | 1-1/4" 360 Degree Nozzle Drill 0.4130 >HFC-227ea | 208.61 | 278 | L3 | 1 | LB | US
CPYEN-8-0.4219 | CPYEN-8-0.4219 | 1-1/4" 360 Degree Nozzle Drill 0.4219 >HFC-227ea | 208.61 | 278 | L3 | 1 | LB | US
CPYEN-8-0.4375 | CPYEN-8-0.4375 | 1-1/4" 360 Degree Nozzle Drill 0.4375 >HFC-227ea | 208.61 | 278 | L3 | 1 | LB | US
CPYEN-9-0.2570 | CPYEN-9-0.2570 | 1-1/2" 180 Degree Nozzle Drill 0.2570 >HFC-227ea | 210.61 | 281 | L3 | 1 | LB | US
CPYEN-9-0.2610 | CPYEN-9-0.2610 | 1-1/2" 180 Degree Nozzle Drill 0.2610 >HFC-227ea | 210.61 | 281 | L3 | 1 | LB | US
CPYEN-9-0.2656 | CPYEN-9-0.2656 | 1-1/2" 180 Degree Nozzle Drill 0.2656 >HFC-227ea | 210.61 | 281 | L3 | 1 | LB | US
CPYEN-9-0.2660 | CPYEN-9-0.2660 | 1-1/2" 180 Degree Nozzle Drill 0.2660 >HFC-227ea | 210.61 | 281 | L3 | 1 | LB | US
CPYEN-9-0.2720 | CPYEN-9-0.2720 | 1-1/2" 180 Degree Nozzle Drill 0.2720 >HFC-227ea | 210.61 | 281 | L3 | 1 | LB | US
CPYEN-9-0.2770 | CPYEN-9-0.2770 | 1-1/2" 180 Degree Nozzle Drill 0.2770 >HFC-227ea | 210.61 | 281 | L3 | 1 | LB | US
CPYEN-9-0.2810 | CPYEN-9-0.2810 | 1-1/2" 180 Degree Nozzle Drill 0.2810 >HFC-227ea | 210.61 | 281 | L3 | 1 | LB | US
CPYEN-9-0.2812 | CPYEN-9-0.2812 | 1-1/2" 180 Degree Nozzle Drill 0.2812 >HFC-227ea | 210.61 | 281 | L3 | 1 | LB | US
CPYEN-9-0.2900 | CPYEN-9-0.2900 | 1-1/2" 180 Degree Nozzle Drill 0.2900 >HFC-227ea | 210.61 | 281 | L3 | 1 | LB | US
CPYEN-9-0.2950 | CPYEN-9-0.2950 | 1-1/2" 180 Degree Nozzle Drill 0.2950 >HFC-227ea | 210.61 | 281 | L3 | 1 | LB | US
CPYEN-9-0.2969 | CPYEN-9-0.2969 | 1-1/2" 180 Degree Nozzle Drill 0.2969 >HFC-227ea | 210.61 | 281 | L3 | 1 | LB | US
CPYEN-9-0.3020 | CPYEN-9-0.3020 | 1-1/2" 180 Degree Nozzle Drill 0.3020 >HFC-227ea | 210.61 | 281 | L3 | 1 | LB | US
CPYEN-9-0.3125 | CPYEN-9-0.3125 | 1-1/2" 180 Degree Nozzle Drill 0.3125 >HFC-227ea | 210.61 | 281 | L3 | 1 | LB | US
CPYEN-9-0.3160 | CPYEN-9-0.3160 | 1-1/2" 180 Degree Nozzle Drill 0.3160 >HFC-227ea | 210.61 | 281 | L3 | 1 | LB | US
CPYEN-9-0.3230 | CPYEN-9-0.3230 | 1-1/2" 180 Degree Nozzle Drill 0.3230 >HFC-227ea | 210.61 | 281 | L3 | 1 | LB | US
CPYEN-9-0.3281 | CPYEN-9-0.3281 | 1-1/2" 180 Degree Nozzle Drill 0.3281 >HFC-227ea | 210.61 | 281 | L3 | 1 | LB | US
CPYEN-9-0.3320 | CPYEN-9-0.3320 | 1-1/2" 180 Degree Nozzle Drill 0.3320 >HFC-227ea | 210.61 | 281 | L3 | 1 | LB | US
CPYEN-9-0.3390 | CPYEN-9-0.3390 | 1-1/2" 180 Degree Nozzle Drill 0.3390 >HFC-227ea | 210.61 | 281 | L3 | 1 | LB | US
CPYEN-9-0.3437 | CPYEN-9-0.3437 | 1-1/2" 180 Degree Nozzle Drill 0.3437 >HFC-227ea | 210.61 | 281 | L3 | 1 | LB | US
CPYEN-9-0.3480 | CPYEN-9-0.3480 | 1-1/2" 180 Degree Nozzle Drill 0.3480 >HFC-227ea | 210.61 | 281 | L3 | 1 | LB | US
CPYEN-9-0.3580 | CPYEN-9-0.3580 | 1-1/2" 180 Degree Nozzle Drill 0.3580 >HFC-227ea | 210.61 | 281 | L3 | 1 | LB | US
CPYEN-9-0.3594 | CPYEN-9-0.3594 | 1-1/2" 180 Degree Nozzle Drill 0.3594 >HFC-227ea | 210.61 | 281 | L3 | 1 | LB | US
CPYEN-9-0.3680 | CPYEN-9-0.3680 | 1-1/2" 180 Degree Nozzle Drill 0.3680 >HFC-227ea | 210.61 | 281 | L3 | 1 | LB | US
CPYEN-9-0.3750 | CPYEN-9-0.3750 | 1-1/2" 180 Degree Nozzle Drill 0.3750 >HFC-227ea | 210.61 | 281 | L3 | 1 | LB | US
CPYEN-9-0.3770 | CPYEN-9-0.3770 | 1-1/2" 180 Degree Nozzle Drill 0.3770 >HFC-227ea | 210.61 | 281 | L3 | 1 | LB | US
CPYEN-9-0.3860 | CPYEN-9-0.3860 | 1-1/2" 180 Degree Nozzle Drill 0.3860 >HFC-227ea | 210.61 | 281 | L3 | 1 | LB | US
CPYEN-9-0.3906 | CPYEN-9-0.3906 | 1-1/2" 180 Degree Nozzle Drill 0.3906 >HFC-227ea | 210.61 | 281 | L3 | 1 | LB | US
CPYEN-9-0.3970 | CPYEN-9-0.3970 | 1-1/2" 180 Degree Nozzle Drill 0.3970 >HFC-227ea | 210.61 | 281 | L3 | 1 | LB | US
CPYEN-9-0.4040 | CPYEN-9-0.4040 | 1-1/2" 180 Degree Nozzle Drill 0.4040 >HFC-227ea | 210.61 | 281 | L3 | 1 | LB | US
CPYEN-9-0.4062 | CPYEN-9-0.4062 | 1-1/2" 180 Degree Nozzle Drill 0.4062 >HFC-227ea | 210.61 | 281 | L3 | 1 | LB | US
CPYEN-9-0.4130 | CPYEN-9-0.4130 | 1-1/2" 180 Degree Nozzle Drill 0.4130 >HFC-227ea | 210.61 | 281 | L3 | 1 | LB | US
CPYEN-9-0.4219 | CPYEN-9-0.4219 | 1-1/2" 180 Degree Nozzle Drill 0.4219 >HFC-227ea | 210.61 | 281 | L3 | 1 | LB | US
CPYEN-9-0.4375 | CPYEN-9-0.4375 | 1-1/2" 180 Degree Nozzle Drill 0.4375 >HFC-227ea | 210.61 | 281 | L3 | 1 | LB | US
CPYEN-9-0.4531 | CPYEN-9-0.4531 | 1-1/2" 180 Degree Nozzle Drill 0.4531 >HFC-227ea | 210.61 | 281 | L3 | 1 | LB | US
CPYEN-9-0.4688 | CPYEN-9-0.4688 | 1-1/2" 180 Degree Nozzle Drill 0.4688 >HFC-227ea | 210.61 | 281 | L3 | 1 | LB | US
CPYEN-9-0.4844 | CPYEN-9-0.4844 | 1-1/2" 180 Degree Nozzle Drill 0.4844 >HFC-227ea | 210.61 | 281 | L3 | 1 | LB | US
CPYEN-9-0.5000 | CPYEN-9-0.5000 | 1-1/2" 180 Degree Nozzle Drill 0.5000 >HFC-227ea | 210.61 | 281 | L3 | 1 | LB | US
CPY-PLT | CPY-PLT | SINORIX PILOT CYLINDER | 3112.84 | 4150 | L3 | 15 | LB | US
VSW-202 | FREEDOWNLOAD | ASPIRE2 PIPE NETWORK DESIGN VERIFICATION TOOL SUPPORTS NEW AND EXISTING SMOKE DETECTION PRODUCTS (FREE WEB DOWNLOAD) | 0 | 0
CCA-OP-OPC | P55802-Y100-A300 | License for the option to expose all data points as OPC Server data points to a third-party OPC Client | 9679.41 | 12906 | A | 1 | LB | CH
CCA-OP-AS-TR | P55802-Y103-A300 | License for the Assisted Event Treatment Option | 3226.51 | 4302 | A | 1 | LB | CH
CCA-OP-RE-PR | P55802-Y104-A300 | License for the Reaction Processor Options | 5170.62 | 6894 | A | 1 | LB | CH
CCA-CMPT-DMS | P55802-Y110-A100 | Fire/DMS Compact Feature Set license (Includes 3 client licenses and 500 Fire Safety devices) | 7300.98 | 9735 | A | 0.1 | LB | CH
CCA-CMPT-DMS-U | P55802-Y110-A500 | Upsell license to convert Fire/DMS Compact Feature Set to Standard Feature Set | 24935.2 | 33247 | A | 0.1 | LB | CH
CCA-STD-FSET | P55802-Y114-A100 | Standard Feature Set license (Includes 1 client license) | 11582.23 | 15443 | A | 0.1 | LB | CH
CCA-STD-FSET-PSM | P55802-Y114-D100 | License for Privileged Software Migration (PSM) for Standard Feature Set license | 3207.43 | 4277 | C | 0.1 | LB | CH
CCA-STD-FSET-SSM | P55802-Y114-E100 | License for Standard Software Migration (SSM) for Standard Feature Set license | 9622.19 | 12830 | C | 0.1 | LB | CH
CCA-1-CL | P55802-Y119-A200 | License for 1 additional Client | 3805.56 | 5074 | A | 1 | LB | CH
CCA-1-CL-PSM | P55802-Y119-D200 | License for Privileged Software Migration (PSM) for 1 additional Client | 1053.82 | 1405 | C | 1 | LB | CH
CCA-1-CL-SSM | P55802-Y119-E200 | License for Standard Software Migration (SSM) for 1 additional Client | 3207.43 | 4277 | C | 1 | LB | CH
CCA-MAX-CL | P55802-Y120-A200 | License for Unlimited Clients | 40744.55 | 54326 | A | 1 | LB | CH
CCA-100-SCADA | P55802-Y124-A412 | License for 100 SCADA points (OPC client points, Mobbus objects, SNMP devices, etc.) | 1573.95 | 2099 | A | 1 | LB | CH
CCA-500-SCADA | P55802-Y124-A452 | License for 500 SCADA points (OPC client points, Mobbus objects, SNMP devices, etc.) | 6450.46 | 8601 | A | 0.1 | LB | CH
CCA-5000-SCADA | P55802-Y124-A453 | License for 5000 SCADA points (OPC client points, Mobbus objects, SNMP devices, etc.) | 47655.61 | 63541 | A | 0.1 | LB | CH
CCA-OP-RENO | P55802-Y126-A300 | License for Remote Notification Option | 5791.08 | 7721 | A | 1 | LB | CH
CCA-OP-GRAPH-ED | P55802-Y127-A300 | Graphics Editor Option to edit graphics without engineering license | 7238.84 | 9652 | A | 0.1 | LB | CH
CCA-ENG | P55802-Y130-A100 | Engineering License (Valid for 12 months. Requires Model CMD.04) | 1964.9 | 2620 | A | 1 | LB | CH
CCA-STARTUP-BASE | P55802-Y131-A100 | Startup License (Valid for 2 months) | 310.27 | 414 | A | 1 | LB | CH
CCA-OP-LOG-V | P55802-Y132-A300 | License for the Log Viewer and Detailed Log | 3164.49 | 4219 | A | 1 | LB | CH
CCA-DEMO | P55802-Y140-A100 | Demo License (Valid for 12 months) | 413.66 | 552 | A | 0.1 | LB | CH
CCA-100-FIRE | P55802-Y158-A412 | License for 100 addressable Fire Safety devices | 1512.07 | 2016 | A | 1 | LB | CH
CCA-10000-FIRE | P55802-Y158-A414 | License for 10,000 addressable Fire Safety devices. | 82633.8 | 110178 | A | 1 | LB | CH
CCA-500-FIRE | P55802-Y158-A452 | License for 500 addressable Fire Safety devices | 5165.15 | 6887 | A | 0.1 | LB | CH
CCA-5000-FIRE | P55802-Y158-A453 | License for 5,000 addressable Fire Safety devices | 46482.05 | 61976 | A | 1 | LB | CH
CCA-100-FIRE-PSM | P55802-Y158-D412 | License for Privileged Software Migration (PSM) for 100 addressable Fire Safety devices | 417.87 | 557 | C | 1 | LB | CH
CCA-10000-FIRE-PSM | P55802-Y158-D414 | License for Privileged Software Migration (PSM) for 10,000 addressable Fire Safety devices. | 22883.46 | 30511 | C | 1 | LB | CH
CCA-500-FIRE-PSM | P55802-Y158-D452 | License for Privileged Software Migration (PSM) for 500 addressable Fire Safety devices | 1430.22 | 1907 | C | 0.1 | LB | CH
CCA-5000-FIRE-PSM | P55802-Y158-D453 | License for Privileged Software Migration (PSM) for 5,000 addressable Fire Safety devices | 12871.96 | 17163 | C | 1 | LB | CH
CCA-100-FIRE-SSM | P55802-Y158-E412 | License for Standard Software Migration (SSM) for 100 addressable Fire Safety devices | 1255.75 | 1674 | C | 1 | LB | CH
CCA-10000-FIRE-SSM | P55802-Y158-E414 | License for Standard Software Migration (SSM) for 10,000 addressable Fire Safety devices | 68650.41 | 91534 | C | 1 | LB | CH
CCA-500-FIRE-SSM | P55802-Y158-E452 | License for Standard Software Migration (SSM) for 500 addressable Fire Safety devices | 4290.66 | 5721 | C | 0.1 | LB | CH
CCA-5000-FIRE-SSM | P55802-Y158-E453 | License for Standard Software Migration (SSM) for 5,000 addressable Fire Safety devices | 38615.86 | 51488 | C | 1 | LB | CH
CCA-V-PLUS | P55802-Y159-A300 | License for Video Option Plus (use with embedded VMS. Includes SiVMS 200 embedded, 8 monitors, and 8 embedded cameras) | 6404.15 | 8539 | A | 0.5 | LB | CH
CCA-V-16MON | P55802-Y160-A401 | License for 16 monitors | 6404.15 | 8539 | A | 0.5 | LB | CH
CCA-V-128MON | P55802-Y160-A412 | License for 128 monitors | 37185.64 | 49581 | A | 0.1 | LB | CH
CCA-V-16EXTC | P55802-Y161-A401 | License for 16 external cameras | 5020.03 | 6693 | A | 0.5 | LB | CH
CCA-V-128EXTC | P55802-Y161-A412 | License for 128 external cameras | 28922.05 | 38563 | A | 0.1 | LB | CH
CCA-V-16EMBC | P55802-Y162-A401 | License for 16 embedded cameras | 6404.15 | 8539 | A | 0.5 | LB | CH
CCA-OP-WS-LIVE | P55802-Y163-A300 | License for live data for the Mobile App (up to 5 concurrent mobile apps users) | 3164.49 | 4219 | A | 1 | LB | CH
CCA-OP-WS-CMD | P55802-Y166-A300 | License for object commanding in the Mobile App | 3164.49 | 4219 | A | 1 | LB | CH
CCA-OP-WS-ADD | P55802-Y167-A300 | License to add 1 more concurrent Mobile App user | 632.86 | 844 | A | 1 | LB | CH
CCA-1-INT-TK | P55802-Y180-A410 | License for 1 Integration Token | 623.32 | 831 | A | 0.1 | LB | CH
CCA-1-SUR-UNIT | P55802-Y900-B410 | Subscription Renewal (extend subscription expiration date by 1 year) | 45.23 | 60 | C | 0.1 | LB | CH
CCA-1-SUS-UNIT | P55802-Y900-C410 | Subscription reStart (set subscription expiration date to 1 year after order date) | 127.08 | 169 | C | 0.1 | LB | CH
SET-CMC-R-MNS-ALRT | S54301-Z105-A1 | MNS Clear Speaker Strobe multi CD Wall Red - ALERT | 188.93 | 252 | L3 | 1 | LB | US
SET-CMC-CR-MNS-ALR | S54301-Z106-A1 | MNS Clear Speaker Strobe multi CD Ceiling Red - ALERT | 188.93 | 252 | L3 | 1 | LB | US
ST-CMC-RETRO-R-MNS | S54301-Z107-A1 | MNS Clear Strobe multi CD wall Red RETRO PLATE - ALERT | 123.83 | 165 | L3 | 1 | LB | US
SET-AMC-W-MNS-ALRT | S54301-Z75-A1 | MNS Amber Speaker Strobe multi CD Wall White - ALERT | 240 | 320 | L3 | 1 | LB | US
SET-AMC-CW-MNS-ALR | S54301-Z76-A1 | MNS Amber Speaker Strobe multi CD Ceiling White - ALERT | 240 | 320 | L3 | 1 | LB | US
ST-AMC-RETRO-W-MNS | S54301-Z77-A1 | MNS Amber Strobe multi CD wall white RETRO PLATE - ALERT | 157.38 | 210 | L3 | 1 | LB | US
SET-AMC-R-MNS-ALRT | S54301-Z85-A1 | MNS Amber Speaker Strobe multi CD Wall Red - ALERT | 188.93 | 252 | L3 | 1 | LB | US
SET-AMC-CR-MNS-ALR | S54301-Z86-A1 | MNS Amber Speaker Strobe multi CD Ceiling Red - ALERT | 240 | 320 | L3 | 1 | LB | US
ST-AMC-RETRO-R-MNS | S54301-Z87-A1 | MNS Amber Strobe multi CD wall Red RETRO PLATE - ALERT | 157.38 | 210 | L3 | 1 | LB | US
SET-CMC-W-MNS-ALRT | S54301-Z95-A1 | MNS Clear Speaker Strobe multi CD Wall White - ALERT | 188.93 | 252 | L3 | 1 | LB | US
SET-CMC-CW-MNS-ALR | S54301-Z96-A1 | MNS Clear Speaker Strobe multi CD Ceiling White - ALERT | 188.93 | 252 | L3 | 1 | LB | US
ST-CMC-RETRO-W-MNS | S54301-Z97-A1 | MNS Clear Strobe multi CD wall white RETRO PLATE - ALERT | 123.83 | 165 | L3 | 1 | LB | US
FDCIO-EOL | S54312-F7-A1 | EOL resistors for FDCIO422 100 Ohm, Bag containing Qty of 50 Resistors | 225.23 | 300 | L3 | 0.009 | LB | CN
FDBZ492 | S54319-B22-A1 | DUCT HOUSING - 2 WIRE WITHOUT RELAY | 188.96 | 252 | L3 | 2.516 | LB | US
FDBZ492-HR | S54319-B23-A1 | DUCT HOUSING - 2 WIRE WITH RELAY FOR ADDRESSABLE SYSTEMS | 209.35 | 279 | L3 | 2.522 | LB | US
FDBZ492-R | S54319-B24-A1 | DUCT HOUSING - 2 WIRE WITH RELAY FOR CONVENTIONAL SYSTEMS | 200.59 | 267 | L3 | 2.506 | LB | US
FDBZ492-PR | S54319-B25-A1 | DUCT HOUSING - 4 WIRE WITH RELAY AND BUILT-IN POWER SOURCE | 273.85 | 365 | L3 | 3.031 | LB | US
FDBZ-WT | S54319-B26-A1 | Water Tight Housing (NEMA 4X) | 1333.5 | 1778 | L3 | 13 | LB | US
USCG-HPLATE | S54319-F22-A1 | Metal cover plate for HTRI Series modules | 170.73 | 228 | L3 | 0.547 | LB | US
HLIM-Z | S54319-F30-A1 | LINE ISOLATOR - Country of Origin (non China) | 133.23 | 178 | L3 | 0.5 | LB | US
FDBZ492-RTL | S54319-S27-A1 | REMOTE TEST LAMP AND KEYSWITCH FOR MANUAL TESTING OF FDBZ492-R, FDBZ492-HR, FDBZ492-RP | 118.78 | 158 | L3 | 0.378 | LB | US
ABHW-4B | S54320-F13-A1 | Buzzer Version Audible Base (standard 3,000 Hz tone) | 111.97 | 149 | L3 | 0.675 | LB | CN
ABHW-4BZ | S54320-F13-A2 | ABHW-4BZ AUDIBLE BASE | 132.24 | 176 | L3 | 0.647 | LB | US
ABHW-4S | S54320-F14-A1 | Sleeping Room Version , 520 Hz Low Frequency Audible Base | 125.84 | 168 | L3 | 0.71 | LB | CN
ABHW-4SZ | S54320-F14-A2 | ABHW-4SZ AUDIBLE BASE | 148.24 | 198 | L3 | 0.725 | LB | US
ABHW-INSERT | S54320-F15-A1 | ABHW Base Mounting Screw Insert (Screw Cover) - bag of 50 | 16.81 | 22 | L3 | 0.033 | LB | CN
OP921 | S54320-F4-A2 | Optical Smoke Detector | 108.74 | 145 | L3 | 0.238 | LB | CN
HI921 | S54320-F5-A2 | Heat Detector | 105.42 | 141 | L3 | 0.205 | LB | CN
OH921 | S54320-F6-A2 | Optical & Thermal Detector | 118.73 | 158 | L3 | 0.507 | LB | CN
OOH941 | S54320-F7-A2 | Dual Optical / Heat Detector | 166.44 | 222 | L3 | 0.335 | LB | CH
OOHC941 | S54320-F8-A2 | Dual Optical / Heat / Carbon Monoxide Detector | 268.53 | 358 | L3 | 0.293 | LB | CH
HMS-DE | S54321-A3-A1 | DOUBLE ACTION MANUAL STATION (SPANISH TEXT) | 268.23 | 358 | L3 | 0.884 | LB | CN
HMS-DP | S54321-A4-A1 | DOUBLE ACTION MANUAL STATION PORTUGESE TEXT) | 268.23 | 358 | L3 | 0.878 | LB | CN
HMS-SE | S54321-A5-A1 | SINGLE ACTION MANUAL STATION (SPANISH TEXT) | 285.65 | 381 | L3 | 0.816 | LB | CN
HMS-SP | S54321-A6-A1 | SINGLE ACTION MANUAL STATION PORTUGESE TEXT) | 285.65 | 381 | L3 | 0.819 | LB | CN
XMS-DP | S54321-F10-A1 | XMS-DP Address,DBL act,Iso Portuguese | 181.57 | 242 | L3 | 1 | LB | MX
XMS-SE | S54321-F11-A1 | XMS-SE Address, single act, Iso Spanish | 169.85 | 226 | L3 | 1 | LB | MX
XMS-DE | S54321-F12-A1 | XMS-DE Address, DBL act, Iso Spanish | 181.57 | 242 | L3 | 1 | LB | MX
XMS-51 | S54321-F15-A1 | XMS-51 Conv Single Action | 128.85 | 172 | L3 | 2 | LB | US
XMS-501 | S54321-F16-A1 | XMS-501 Conv DBL Act | 117.15 | 156 | L3 | 1 | LB | MX
XMH-501 | S54321-F18-A1 | XMH-501 Conv DBL Act Agent Release | 117.15 | 156 | L3 | 1 | LB | MX
XMS-M | S54321-F19-A1 | XMS-M Adres Single Act Iso,metal Cover | 199.15 | 266 | L3 | 1 | LB | MX
SMBOX-XMP | S54321-F20-A1 | SMBOX-XMP Surface Mt Box,X-series MPS | 68.75 | 92 | L3 | 2 | LB | US
APLT-XMP | S54321-F21-A1 | APLT-XMP Adpt Plate for legacy Mt Boxes | 41.14 | 55 | L3 | 2 | LB | US
4DGBOX-XMP | S54321-F22-A1 | 4DGBOX-XMP Adpt Plt 4"Box ,Dbl Gng Box | 41.58 | 55 | L3 | 2 | LB | US
HMS-DZ | S54321-F5-A1 | MANUAL STATION -DUAL ACTION - Country of Origin (non China) | 298.06 | 397 | L3 | 1 | LB | US
HMS-SZ | S54321-F6-A1 | MANUAL STATION - SINGLE ACTION - Country of Origin (non China) | 503.61 | 671 | L3 | 1 | LB | US
XMS-S | S54321-F7-A1 | XMS-S Address, single act MPS Isolation | 169.85 | 226 | L3 | 1 | LB | MX
XMS-D | S54321-F8-A1 | XMS-D Address, double act MPS Isolation | 181.57 | 242 | L3 | 1 | LB | MX
XMS-SP | S54321-F9-A1 | XMS-SP Adress,sngle act,Iso Portuguese | 169.85 | 226 | L3 | 1 | LB | MX
HTRI-DZ | S54322-F10-A1 | Dual Input Monitor Module - Country of Origin (non China) | 357.45 | 477 | L3 | 0.5 | LB | US
HTRI-MZ | S54322-F11-A1 | Mini Single Input Module - Country of Origin (non China) | 439.61 | 586 | L3 | 0.064 | LB | US
HTRI-RZ | S54322-F12-A1 | Single Input Monitor Module with Relay - Country of Origin (non China) | 337.08 | 449 | L3 | 0.4 | LB | US
HTRI-SZ | S54322-F13-A1 | Single Input Monitor Module - Country of Origin (non China) | 314.46 | 419 | L3 | 0.5 | LB | US
HZM-Z | S54322-F14-A1 | CONVENTIONAL ZONE MODULE - Country of Origin (non China) | 257.3 | 343 | L3 | 1.5 | LB | US
FDCIO422 | S54322-F4-A1 | 4 Input / 4 Output Monitor Module | 299.19 | 399 | L3 | 0.754 | LB | CN
TB-EOL | S54322-F4-A2 | Terminal Block for EOL resistors | 281.4 | 375 | L3 | 0.2 | LB | US
HCP-Z | S54322-F9-A1 | Intelligent Control Point - Country of Origin (non China) | 351.78 | 469 | L3 | 0.5 | LB | US
LFSBB-W | S54329-A10-A1 | Low Frequency Sounder Surface Backbox - White | 24.98 | 33 | L3 | 0.569 | LB | CN
SEFH-AMC-W-ALERT | S54329-A13-A1 | SPK-ST,WALL,AMB,ALR,W | 199.24 | 266 | L3 | 2.5 | LB | US
SEFH-AMC-CW-ALERT | S54329-A14-A1 | SPK-ST,CLG,AMB,ALR,W | 199.24 | 266 | L3 | 2.5 | LB | US
SEFH-AHMC-CW-ALERT | S54329-A15-A1 | SPK-ST,CLG,AMB,ALR,W | 186 | 248 | L3 | 2.5 | LB | US
SEH-HMC-W-ALERT | S54329-A19-A1 | SPK-ST,WALL,ALR,W | 178.75 | 238 | L3 | 2.5 | LB | US
SEFH-MC-R-ALERT | S54329-A27-A1 | SPK-ST,WALL,ALR,R | 192.03 | 256 | L3 | 2.1 | LB | US
SEFH-MC-W-ALERT | S54329-A28-A1 | SPK,ST,WALL,ALR,W | 192.03 | 256 | L3 | 2.1 | LB | US
SEFH-MC-W-BLANK | S54329-A29-A1 | SPK-ST,WALL,BLNK,W | 192.03 | 256 | L3 | 2.1 | LB | US
SEFH-MC-CR-ALERT | S54329-A30-A1 | SPK-ST,CLG,ALR,R | 192.03 | 256 | L3 | 2.5 | LB | US
SEFH-MC-CW-ALERT | S54329-A31-A1 | SPK-ST,CLG,ALR,W | 192.03 | 256 | L3 | 2.5 | LB | US
SEFH-MC-CR | S54329-A32-A1 | SPK-ST,CLG,R | 192.03 | 256 | L3 | 2.5 | LB | US
SEFH-HMC-CR-ALERT | S54329-A33-A1 | SPK-ST,CLG,ALR,R | 171.84 | 229 | L3 | 2.5 | LB | US
SEFH-HMC-CW-ALERT | S54329-A34-A1 | SPK-ST,CLG,ALR,W | 171.84 | 229 | L3 | 2.5 | LB | US
SEFH-HMC-CR | S54329-A35-A1 | SPK,ST,CLG,R | 178.75 | 238 | L3 | 2.5 | LB | US
SEFH-MC-CW-BLANK | S54329-A36-A1 | SPK-ST,CLG,BLNK,W | 192.03 | 256 | L3 | 2.5 | LB | US
LFSBB-R | S54329-A9-A1 | Low Frequency Sounder Surface Backbox - Red | 24.98 | 33 | L3 | 0.553 | LB | CN
SLHCR-N | S54329-F12-A1 | SLHCR-N HRN,CLG,RED | 54.37 | 72 | L3 | 0.8 | LB | MX
SLHCW-N | S54329-F12-A2 | SLHCW-N HRN,CLG,WHT | 54.37 | 72 | L3 | 0.8 | LB | MX
SLHSCW-F | S54329-F13-A1 | SLHSCW-F HRN/ST,CLG,WHT,FIRE | 99.33 | 132 | L3 | 0.95 | LB | MX
SLHSCR-F | S54329-F13-A2 | SLHSCR-F HRN/ST,CLG,RED,FIRE | 99.33 | 132 | L3 | 0.95 | LB | MX
SLHSCR-FB | S54329-F14-A1 | SLHSCR-FB HRN/ST,CLG,RED,PICTOGRAM | 99.33 | 132 | L3 | 0.95 | LB | MX
SLHSCW-FB | S54329-F14-A2 | SLHSCW-FB HRN/ST,CLG,WHT,PICTOGRAM | 99.33 | 132 | L3 | 0.95 | LB | MX
SLSCW-F | S54329-F15-A1 | SLSCW-F ST,CLG,WHT,FIRE | 75.28 | 100 | L3 | 0.85 | LB | MX
SLSCR-F | S54329-F15-A2 | SLSCR-F ST,CLG,RED,FIRE | 75.28 | 100 | L3 | 0.85 | LB | MX
SLSCW-FB | S54329-F16-A1 | SLSCW-FB ST,CLG,WHT,FIRE,FEU | 75.28 | 100 | L3 | 0.85 | LB | MX
SLSCR-FB | S54329-F16-A2 | SLSCR-FB ST,CLG,RED,FIRE,FEU | 75.28 | 100 | L3 | 0.85 | LB | MX
SLSCW-AL | S54329-F17-A1 | SLSCW-AL ST,CLG,WHT,ALERT | 88.87 | 118 | L3 | 0.85 | LB | MX
SLSCR-AL | S54329-F17-A2 | SLSCR-AL ST,CLG,RED,ALERT | 88.87 | 118 | L3 | 0.85 | LB | MX
SLSCW-ALA | S54329-F18-A1 | SLSCW-ALA ST,CLG,WHT,ALERT,AMBER | 104.56 | 139 | L3 | 0.85 | LB | MX
SLSCR-ALA | S54329-F18-A2 | SLSCR-ALA ST,CLG,RED,ALERT,AMBER | 104.56 | 139 | L3 | 0.85 | LB | MX
SLSCW-NA | S54329-F19-A1 | SLSCW-NA ST,CLG,WHT,NO-TXT,AMBER | 104.56 | 139 | L3 | 0.85 | LB | MX
SLSCR-NA | S54329-F19-A2 | SLSCR-NA ST,CLG,RED,NO-TXT,AMBER | 78.42 | 105 | L3 | 0.85 | LB | MX
SLSCW-N | S54329-F20-A1 | SLSCW-N ST,CLG,WHT,NO-TXT | 99.33 | 132 | L3 | 0.85 | LB | MX
SLSCR-N | S54329-F20-A2 | SLSCR-N ST,CLG,RED,NO-TXT | 74.5 | 99 | L3 | 0.85 | LB | MX
SLSBBR | S54329-F21-A1 | SLSBBR BACKBOX,RED | 15.69 | 21 | L3 | 0.5 | LB | CN
SLSBBW | S54329-F21-A2 | SLSBBW BACKBOX,WHITE | 15.69 | 21 | L3 | 0.5 | LB | CN
SLHSWR-F | S54329-F22-A1 | SLHSWR-F HRN/ST,WALL,RED,FIRE | 99.33 | 132 | L3 | 0.5 | LB | MX
SLHSWW-F | S54329-F22-A2 | SLHSWW-F HRN/ST,WALL,WHT,FIRE | 99.33 | 132 | L3 | 0.5 | LB | MX
SLHWR | S54329-F23-A1 | SLHWR HRN,WALL,RED | 54.37 | 72 | L3 | 0.4 | LB | MX
SLHWW | S54329-F23-A2 | SLHWW HRN,WALL,WHT | 54.37 | 72 | L3 | 0.4 | LB | MX
SLHSWR-FB | S54329-F24-A1 | SLHSWR-FB HRN/ST,WALL,RED,PICTOGRAM | 99.33 | 132 | L3 | 0.5 | LB | MX
SLHSWW-FB | S54329-F24-A2 | SLHSWW-FB HRN/ST,WALL,WHT,PICTOGRAM | 99.33 | 132 | L3 | 0.5 | LB | MX
SLSWR-F | S54329-F25-A1 | SLSWR-F ST,WALL,RED,FIRE | 74.24 | 99 | L3 | 0.5 | LB | MX
SLSWW-F | S54329-F25-A2 | SLSWW-F ST,WALL,WHT,FIRE | 74.24 | 99 | L3 | 0.5 | LB | MX
SLSWW-FB | S54329-F26-A1 | SLSWW-FB ST,WALL,WHT,PICTOGRAM | 74.24 | 99 | L3 | 0.5 | LB | MX
SLSWR-FB | S54329-F26-A2 | SLSWR-FB ST,WALL,RED,PICTOGRAM | 74.24 | 99 | L3 | 0.5 | LB | MX
SLSWR-A | S54329-F27-A1 | SLSWR-A ST,WALL,RED,AGENT | 81.56 | 109 | L3 | 0.5 | LB | MX
SLSWW-AL | S54329-F27-A2 | SLSWW-AL ST,WALL,WHT,ALERT | 81.56 | 109 | L3 | 0.5 | LB | MX
SLSWR-AL | S54329-F28-A1 | SLSWR-AL ST,WALL,RED,ALERT | 81.56 | 109 | L3 | 0.5 | LB | MX
SLSWW-ALA | S54329-F28-A2 | SLSWW-ALA ST,WALL,WHT,ALERT,AMBER | 104.56 | 139 | L3 | 0.5 | LB | MX
SLSWR-ALA | S54329-F29-A1 | SLSWR-ALA ST,WALL,RED,ALERT,AMBER | 104.56 | 139 | L3 | 0.5 | LB | MX
SLSWR-NA | S54329-F29-A2 | SLSWR-NA ST,WALL,RED,NO-TXT,AMBER | 104.56 | 139 | L3 | 0.5 | LB | MX
SLSWW-NA | S54329-F30-A1 | SLSWW-NA ST,WALL,WHT,NO-TXT,AMBER | 104.56 | 139 | L3 | 0.5 | LB | MX
SLSWW-N | S54329-F30-A2 | SLSWW-N ST,WALL,WHT,NO-TXT | 88.87 | 118 | L3 | 0.5 | LB | MX
SLSWR-N | S54329-F31-A1 | SLSWR-N ST,WALL,RED,NO-TXT | 88.87 | 118 | L3 | 0.5 | LB | MX
SLHSWR-A | S54329-F31-A2 | SLHSWR-A HRN/ST,WALL,RED,AGENT | 106.65 | 142 | L3 | 0.5 | LB | MX
SLHSWR-AL | S54329-F32-A1 | SLHSWR-AL HRN/ST,WALL,RED,ALERT | 106.65 | 142 | L3 | 0.5 | LB | MX
SLHSCR-A | S54329-F32-A2 | SLHSCR-A HRN/ST,CLG,AGENT | 120.25 | 160 | L3 | 0.95 | LB | MX
SLHSCR-AL | S54329-F33-A1 | SLHSCR-AL HRN/ST,CLG,RED,ALERT | 120.25 | 160 | L3 | 0.95 | LB | MX
SLHSCR-N | S54329-F33-A2 | SLHSCR-N HRN/ST,CLG,RED,NO-TXT | 120.25 | 160 | L3 | 0.95 | LB | MX
SLHSWR-N | S54329-F34-A1 | SLHSWR-N HRN/ST,WALL,RED,NO-TXT | 106.65 | 142 | L3 | 0.5 | LB | MX
SLHSWW-A | S54329-F34-A2 | SLHSWW-A HRN/ST,WALL,WHT,AGENT | 106.65 | 142 | L3 | 0.5 | LB | MX
SLHSWW-AL | S54329-F35-A1 | SLHSWW-AL HRN/ST,WALL,WHT,ALERT | 106.65 | 142 | L3 | 0.5 | LB | MX
SLHSCW-A | S54329-F35-A2 | SLHSCW-A HRN/ST,CLG,WHT,AGENT | 120.25 | 160 | L3 | 0.95 | LB | MX
SLHSCW-AL | S54329-F36-A1 | SLHSCW-AL HRN/ST,CLG,WHT,ALERT | 120.25 | 160 | L3 | 0.95 | LB | MX
SLHSCW-N | S54329-F36-A2 | SLHSCW-N HRN/ST,CLG,WHT,NO-TXT | 120.25 | 160 | L3 | 0.95 | LB | MX
SLHSWW-N | S54329-F37-A1 | SLHSWW-N HRN/ST,WALL,WHT,NO-TXT | 106.65 | 142 | L3 | 0.5 | LB | MX
SLSPCR-A | S54329-F37-A2 | SLSPCR-A ST,CLG,RED,AGENT | 120.25 | 160 | L3 | 0.85 | LB | MX
SLSPWR-F | S54329-F38-A1 | SLSPWR-F SPK,WALL,RED | 57.51 | 77 | L3 | 1.6 | LB | MX
SLSPWW-F | S54329-F38-A2 | SLSPWW-F SPK,WALL,WHT | 57.51 | 77 | L3 | 1.6 | LB | MX
SLSPWW-AL | S54329-F39-A1 | SLSPWW-AL SPK,WALL,WHT,ALERT | 90.96 | 121 | L3 | 1.6 | LB | MX
SLSPWR-AL | S54329-F39-A2 | SLSPWR-AL SPK,WALL,RED,ALERT | 90.96 | 121 | L3 | 1.6 | LB | MX
SLSPWR-N | S54329-F40-A1 | SLSPWR-N SPK,WALL,RED,NO-TXT | 59.6 | 79 | L3 | 1.6 | LB | MX
SLSPWW-N | S54329-F40-A2 | SLSPWW-N SP,WALL,WHT,NO-TXT | 59.6 | 79 | L3 | 1.6 | LB | MX
SLSPCW-F | S54329-F41-A1 | SLSPCW-F SPK,CLG,WHT,FIRE | 57.51 | 77 | L3 | 1.75 | LB | MX
SLSPCR-F | S54329-F41-A2 | SLSPCR-F SPK,CLG,RED,FIRE | 57.51 | 77 | L3 | 1.75 | LB | MX
SLSPSCW-F | S54329-F42-A1 | SLSPSCW-F SPK/ST,CLG,WHT,FIRE | 135.93 | 181 | L3 | 1.75 | LB | MX
SLSPSCR-F | S54329-F42-A2 | SLSPSCR-F SPK/ST,CLG,RED,FIRE | 135.93 | 181 | L3 | 1.75 | LB | MX
SLSPSWW-F | S54329-F43-A1 | SLSPSWW-F SPK/ST,WALL,WHT,FIRE | 134.88 | 180 | L3 | 2 | LB | MX
SLSPSWR-F | S54329-F43-A2 | SLSPSWR-F SPK/ST,WALL,RED,FIRE | 134.88 | 180 | L3 | 2 | LB | MX
SLSPSWR-NA | S54329-F44-A1 | SLSPSWR-NA SPK/ST,WALL,RED,NO-TXT,AMBER | 156.84 | 209 | L3 | 2 | LB | MX
SLSPSWW-NA | S54329-F44-A2 | SLSPSWW-NA SPK/ST,WALL,WHT,NO-TXT,AMBER | 117.64 | 157 | L3 | 2 | LB | MX
SLSPSWR-ALA | S54329-F45-A1 | SLSPSWR-ALA SPK/ST,WALL,RED,ALERT,AMBER | 156.84 | 209 | L3 | 2 | LB | MX
SLSPSWW-ALA | S54329-F45-A2 | SLSPSWW-ALA SPK/ST,WALL,WHT,ALERT,AMBER | 156.84 | 209 | L3 | 2 | LB | MX
SLSPSWW-AL | S54329-F46-A1 | SLSPSWW-AL SPK/ST,WALL,WHT,ALERT | 143.24 | 191 | L3 | 2 | LB | MX
SLSPSWR-AL | S54329-F46-A2 | SLSPSWR-AL SPK/ST,WALL,RED,ALERT | 143.24 | 191 | L3 | 2 | LB | MX
SLSPSWW-N | S54329-F47-A1 | SLSPSWW-N SPK/ST,WALL,WHT,NO-TXT | 143.24 | 191 | L3 | 2 | LB | MX
SLSPSWR-N | S54329-F47-A2 | SLSPSWR-N SPK/ST,WALL,RED,NO-TXT | 143.24 | 191 | L3 | 2 | LB | MX
SLSPSCW-AL | S54329-F49-A1 | SLSPSCW-AL SPK/ST,CLG,WHT,ALERT | 143.24 | 191 | L3 | 1.75 | LB | MX
SLSPSCR-AL | S54329-F49-A2 | SLSPSCR-AL SPK/ST,CLG,RED,ALERT | 143.24 | 191 | L3 | 1.75 | LB | MX
SLSPCR-AL | S54329-F50-A1 | SLSPCR-AL SPK,CLG,RED,ALERT | 90.96 | 121 | L3 | 1.75 | LB | MX
SLSPCW-AL | S54329-F50-A2 | SLSPCW-AL SPK,CLG,WHT,ALERT | 90.96 | 121 | L3 | 1.75 | LB | MX
SLSPCR-N | S54329-F51-A1 | SLSPCR-N SPK,CLG,RED,NO-TXT | 59.6 | 79 | L3 | 1.75 | LB | MX
SLSPCW-N | S54329-F51-A2 | SLSPCW-N SPK,CLG,WHT,NO-TXT | 59.6 | 79 | L3 | 1.75 | LB | MX
SLSPSCW-ALA | S54329-F52-A1 | SLSPSCW-ALA SPK/ST,CLG,WHT,ALERT,AMBER | 156.84 | 209 | L3 | 1.75 | LB | MX
SLSPSCR-ALA | S54329-F52-A2 | SLSPSCR-ALA SPK/ST,CLG,RED,ALERT,AMBER | 156.84 | 209 | L3 | 1.75 | LB | MX
SLSPSCW-NA | S54329-F53-A1 | SLSPSCW-NA SPK/ST,CLG,WHT,NO-TXT,AMBER | 156.84 | 209 | L3 | 1.75 | LB | MX
SLSPSCR-NA | S54329-F53-A2 | SLSPSCR-NA SPK/ST,CLG,RED,NO-TXT,AMBER | 117.64 | 157 | L3 | 1.75 | LB | MX
SLSPBBCR | S54329-F55-A1 | SLSPBBCR BACKBOX,SPK,CLG,RED,SURF | 23 | 31 | L3 | 0.75 | LB | CN
SLSPBBCW | S54329-F55-A2 | SLSPBBCW BACKBOX,SPK,CLG,WHT,SURF | 23 | 31 | L3 | 0.75 | LB | CN
SLFSWR-F | S54329-F56-A1 | SLFSWR-F LFS,WALL,RED,FIRE | 99.33 | 132 | L3 | 1.6 | LB | US
SLFSWW-F | S54329-F56-A2 | SLFSWW-F LFS,WALL,WHT,FIRE | 99.33 | 132 | L3 | 1.6 | LB | US
SLFSWR-CO | S54329-F57-A1 | SLFSWR-CO LFS,WALL,RED,CO | 99.33 | 132 | L3 | 1.6 | LB | US
SLFSWW-CO | S54329-F57-A2 | SLFSWW-CO LFS,WALL,WHT,CO | 99.33 | 132 | L3 | 1.6 | LB | US
SLFSWR-AL | S54329-F58-A1 | SLFSWR-AL LFS,WALL,RED,ALERT | 99.33 | 132 | L3 | 1.6 | LB | US
SLFSWW-AL | S54329-F58-A2 | SLFSWW-AL LFS,WALL,WHT,ALERT | 99.33 | 132 | L3 | 1.6 | LB | US
SLFSWR-N | S54329-F59-A1 | SLFSWR-N LFS,WALL,RED,NO-TXT | 99.33 | 132 | L3 | 1.6 | LB | US
SLFSWW-N | S54329-F59-A2 | SLFSWW-N LFS,WALL,WHT,NO-TXT | 99.33 | 132 | L3 | 1.6 | LB | US
SLFSSWR-F | S54329-F60-A1 | SLFSSWR-F LFS/ST,WALL,RED,FIRE | 169.38 | 226 | L3 | 2 | LB | US
SLFSSWW-F | S54329-F60-A2 | SLFSSWW-F LFS/ST,WALL,WHT,FIRE | 169.38 | 226 | L3 | 2 | LB | US
SLFSSWR-CO | S54329-F61-A1 | SLFSSWR-CO LFS/ST,WALL,RED,CO | 169.38 | 226 | L3 | 2 | LB | US
SLFSSWW-CO | S54329-F61-A2 | SLFSSWW-CO LFS/ST,WALL,WHT,CO | 169.38 | 226 | L3 | 2 | LB | US
SLFSSWR-AL | S54329-F62-A1 | SLFSSWR-AL LFS/ST,WALL,RED,ALERT | 169.38 | 226 | L3 | 2 | LB | US
SLFSSWW-AL | S54329-F62-A2 | SLFSSWW-AL LFS/ST,WALL,WHT,ALERT | 169.38 | 226 | L3 | 2 | LB | US
SLFSSWR-N | S54329-F63-A1 | SLFSSWR-N LFS/ST,WALL,RED,NO-TXT | 169.38 | 226 | L3 | 2 | LB | US
SLFSSWW-N | S54329-F63-A2 | SLFSSWW-N LFS/ST,WALL,WHT,NO-TXT | 169.38 | 226 | L3 | 2 | LB | US
SLESB-KIT-R | S54329-F64-A1 | SLESB-KIT-R SINGLE GANG PLATE,RED | 8.36 | 11 | L3 | 0.2 | LB | CN
SLESB-KIT-W | S54329-F64-A2 | SLESB-KIT-W SINGLE GANG PLATE,WHT | 8.36 | 11 | L3 | 0.2 | LB | CN
SLSCW-A | S54329-F65-A1 | SLSCW-A ST,CLG,WHT,AGENT | 120.25 | 160 | L3 | 0.85 | LB | MX
SLSPCW-A | S54329-F65-A2 | SLSPCW-A SPK,CLG,WHT,AGENT | 68.22 | 91 | L3 | 1.75 | LB | MX
SLSPSCW-A | S54329-F66-A1 | SLSPCW-A SPK/ST,CLG,WHT,AGENT | 117.64 | 157 | L3 | 1.75 | LB | MX
SLSPSCR-A | S54329-F66-A2 | SLSPSCR-A SPK/ST,CLG,RED,AGENT | 117.64 | 157 | L3 | 1.75 | LB | MX
SLSPSWW-M | S54329-F67-A1 | SLSPSWW-M SPK/ST,WALL,WHT,EMGCY | 143.24 | 191 | L3 | 2 | LB | MX
SLSPSWR-M | S54329-F67-A2 | SLSPSWR-M SPK/ST,WALL,RED,EMGCY | 143.24 | 191 | L3 | 2 | LB | MX
SLSPSCW-N | S54329-F68-A1 | SLSPSCW-N SPK/ST,CLG,WHT,NO-TEXT,CLR | 142.77 | 190 | L3 | 2 | LB | MX
SLSPSCR-N | S54329-F68-A2 | SLSPSCR-N SPK/ST,CLG,RED,NO-TEXT,CLR | 142.77 | 190 | L3 | 2 | LB | MX
LF-42287 | S54331-Z10-A1 | SINGLE ZONE KIT - INCLUDES (1) 60" FOUR-HOLE METAL SAMPLING TUBE AND (1) EXHAUST TUBE | 77.94 | 104 | L3 | 2 | LB | US
LF-42288 | S54331-Z11-A1 | DUAL ZONE KIT - INCLUDES (2) 18" TWO-HOLE METAL SAMPLING TUBE AND (1) EXHAUST TUBE | 70.25 | 94 | L3 | 1.25 | LB | US
LF-42289 | S54331-Z12-A1 | DUAL ZONE KIT - INCLUDES (2) 36" THREE-HOLE METAL SAMPLING TUBE AND (1) EXHAUST TUBE | 110.87 | 148 | L3 | 1.8 | LB | US
LF-42290 | S54331-Z13-A1 | DUAL ZONE KIT - INCLUDES (2) 60" FOUR-HOLE METAL SAMPLING TUBE AND (1) EXHAUST TUBE | 155.88 | 208 | L3 | 4.3 | LB | US
LF-42241 | S54331-Z14-A1 | Single-zone Sampling kit - includes tube mounting plate, compression fittings, adaptors , elbows and reducers. | 244.8 | 326 | L3 | 1.5 | LB | US
LF-42243 | S54331-Z15-A1 | Dual-zone Sampling kit - includes (3) tube mounting plates, compression fittings, adaptors, elbows and reducers. | 334.83 | 446 | L3 | 3 | LB | US
LF-42282 | S54331-Z16-A1 | Single-zone Water Trap kit - includes 3/4" CPVC pipe, fittings and ball valve to provide water trap function on installations which are subject to high humidity and/or condensation. For use with Model XAS-1-US. | 194.31 | 259 | L3 | 3 | LB | US
LF-42283 | S54331-Z17-A1 | Dual-zone Water Trap kit - includes 3/4" CPVC pipe, fittings and ball valve to provide water trap function on installations which are subject to high humidity and/or condensation. For use with Model XAS-2-US. | 268.96 | 359 | L3 | 4 | LB | US
02-FL53 | S54331-Z18-A1 | XAS Inlet air filter (package of 10, Model 80-0020-0 filters). Replacement air filter package of qty. 10 Model 80-0020-0 filters | 136.12 | 181 | L3 | 0.5 | LB | MY
06-0000 | S54331-Z19-A1 | Blanking Baffle (qty. 10 baffles per pkg.) | 181.14 | 242 | L3 | 0.3 | LB | MY
F5000-031 | S54331-Z1-A1 | ADDITIONAL DETECTOR HEAD AND PRISM | 1165.55 | 1554 | L3 | 2 | LB | GB
06-SE10 | S54331-Z20-A1 | Siemens Model HFP-11 Baffle (qty. 10 baffles per pkg.) | 181.14 | 242 | L3 | 0.3 | LB | MY
XAS-1-US-SIE | S54331-Z2-A1 | XAS-1 US SINGLE-ZONE AIR SAMPLING UNIT, with Siemens Base installed & Baffles | 1896.96 | 2529 | L3 | 3.5 | LB | MY
XAS-2-US-SIE | S54331-Z3-A1 | XAS-2 US DUAL-ZONE AIR SAMPLING UNIT, with Siemens Base installed & Baffles | 2320.69 | 3094 | L3 | 4.2 | LB | MY
LF-42249 | S54331-Z6-A1 | 50 ft (15m) FLEXIBLE SINGLE-CORE TUBING | 166.86 | 222 | L3 | 3.4 | LB | US
LF-42250 | S54331-Z7-A1 | 25 ft (7.5m) FLEXIBLE SINGLE-CORE TUBING | 148.2 | 198 | L3 | 3.4 | LB | US
LF-42285 | S54331-Z8-A1 | SINGLE ZONE KIT - INCLUDES (1) 18" TWO-HOLE METAL SAMPLING TUBE AND (1) EXHAUST TUBE | 37.32 | 50 | L3 | 0.75 | LB | US
LF-42286 | S54331-Z9-A1 | SINGLE ZONE KIT - INCLUDES (1) 36" THREE-HOLE METAL SAMPLING TUBE AND (1) EXHAUST TUBE | 55.99 | 75 | L3 | 1.2 | LB | US
OSI-10 | S54333-F19-A1 | IMAGER - 7° COVERAGE | 1293.56 | 1725 | L3 | 1 | LB | MY
VEU-A00 | S54333-F1-A1 | VEU with LEDs | 13537.27 | 18050 | L3 | 4.1 | LB | MY
OSI-90 | S54333-F22-A1 | IMAGER - 80° COVERAGE | 1340.47 | 1787 | L3 | 1 | LB | MY
OSE-SP-01 | S54333-F23-A1 | EMITTER - STANDARD POWER. Include the OSID emitter and Alkaline battery | 629.19 | 839 | L3 | 1 | LB | MY
OSE-SPW | S54333-F25-A1 | EMITTER - STANDARD POWER WIRED | 629.19 | 839 | L3 | 1 | LB | MY
OSE-HPW | S54333-F26-A1 | EMITTER - HIGH POWER WIRED | 1383.14 | 1844 | L3 | 1 | LB | MY
OSID-INST | S54333-F27-A1 | OSID INSTALL KIT - INCLUDES (1) OSP-002 (1) TEST FILTER (1) OSP-001 (1) CLEANING CLOTH (1) INSTALLATION MANUAL | 991.76 | 1322 | L3 | 1 | LB | MY
VSP-850-G | S54333-F28-A1 | EXTERNAL IN LINE FILTER GREY | 358.61 | 478 | L3 | 1 | LB | MY
OSP-001 | S54333-F29-A1 | OSID CABLE AT 5' (1.5m) | 168.49 | 225 | L3 | 0.25 | LB | MY
OSP-002 | S54333-F30-A1 | LASER ALIGNMENT TOOL | 169.42 | 226 | L3 | 0.5 | LB | MY
VKT-301 | S54333-F31-A1 | OSID DEMO KIT - INCLUDES (2) OSP-SPW (1) OSI-90 (1) OSID-INST | 6190.51 | 8254 | L3 | 15 | LB | MY
VEU-A10 | S54333-F32-A1 | VEU with 3.5" Display | 14953.35 | 19938 | L3 | 4.9 | LB | MY
VRT-700 | S54333-F43-A1 | Display, VLS Version, no Relays | 2449.61 | 3266 | L3 | 0.42 | LB | MY
VRT-Q00 | S54333-F44-A1 | Remote Display, VLI, 7 Relays | 2360.82 | 3148 | L3 | 0.46 | LB | MY
VRT-T00 | S54333-F45-A1 | Remote Display, VLI, no Relays | 2207.57 | 2943 | L3 | 0.35 | LB | MY
VSW-600 | S54333-F47-A1 | Remote Notification - Email/SMS Support (per PC) | 4143.78 | 5525 | L3 | 0.1 | LB | MY
VSP-028 | S54333-F52-A1 | VLP/VLS Mounting Bracket | 86.25 | 115 | L3 | 0.3 | LB | MY
VSP-030 | S54333-F53-A1 | VLI Intelligent Filter Spare Part | 758.72 | 1012 | L3 | 0.46 | LB | MY
VSP-031 | S54333-F54-A1 | VLI Secondary Filter Spare Part | 189.69 | 253 | L3 | 0.38 | LB | MY
VSP-032 | S54333-F55-A1 | VLI Aspirator Spare Part | 950.54 | 1267 | L3 | 0.74 | LB | MY
VSP-033 | S54333-F56-A1 | VLI Chamber Assembly Spare Part | 2657.66 | 3544 | L3 | 0.6 | LB | MY
VSP-034 | S54333-F57-A1 | VLI VESDAnet Interface Card | 1140.22 | 1520 | L3 | 1.2 | LB | MY
VSP-722 | S54333-F58-A1 | VLF-250 Aspirator Assembly (1 fan) | 798.37 | 1064 | L3 | 0.71 | LB | MY
VSP-850-R | S54333-F59-A1 | External in line filter - red | 357.56 | 477 | L3 | 0.83 | LB | MY
VSP-855-20 | S54333-F60-A1 | Spares in line filter - 20 pack | 581.3 | 775 | L3 | 1.3 | LB | MY
VSP-855-4 | S54333-F61-A1 | Spares in line filter - 4 pack | 155.78 | 208 | L3 | 0.26 | LB | MY
VP-UNION | S54333-F62-A1 | Socket Union, Box of 10 | 98.59 | 131 | L3 | 1 | LB | MY
OSE-ACF | S54333-F65-A1 | Anti-condensation film for Emitter - 10 units | 284.73 | 380 | L3 | 2.1 | LB | MY
OSEH-ACF | S54333-F66-A1 | Anti-condensation film for OSID-EH housings - 10 units | 1087.74 | 1450 | L3 | 2.1 | LB | MY
OSE-RBA | S54333-F67-A1 | Emitter spare battery Alkaline | 133.3 | 178 | L3 | 0.28 | LB | MY
OSID-EHE | S54333-F69-A1 | Emitter Environmental Housing | 359.38 | 479 | L3 | 0.5 | LB | MY
OSID-EHI | S54333-F70-A1 | Imager Environmental Housing | 465.02 | 620 | L3 | 0.54 | LB | MY
OSID-WG | S54333-F71-A1 | Wire Guard | 108.1 | 144 | L3 | 0.47 | LB | MY
VLI-880 | S54333-F73-A1 | Laser Industrial w/Relays | 11037.03 | 14716 | L3 | 6.2 | LB | MY
VLI-885 | S54333-F74-A1 | Laser Industrial w/Relays and network card | 12041.5 | 16055 | L3 | 6.4 | LB | MY
VSP-982-W | S54333-Z10-A1 | VESDA-E VEA 6mm Surface Mount Sampling Point (White) | 25.09 | 33 | L3 | 0.15 | LB | MY
VSP-982-B | S54333-Z11-A1 | VESDA-E VEA 6mm Surface Mount Sampling Point (Black) | 33.46 | 45 | L3 | 0.15 | LB | MY
VSP-982-W22 | S54333-Z12-A1 | VESDA-E VEA 6mm Surface Mount White Sampling Point (White), pack of 22 | 496.61 | 662 | L3 | 1 | LB | MY
VSP-982-B22 | S54333-Z13-A1 | VESDA-E VEA 6mm Surface Mount Sampling Point (Black), pack of 22 | 824.9 | 1100 | L3 | 1 | LB | MY
VSP-998 | S54333-Z15-A1 | VESDA-E VEA Blanking Plug 6mm. Sold in pack of 50. Price shown per pack | 113.96 | 152 | L3 | 0.5 | LB | MY
VSP-1000 | S54333-Z16-A1 | VESDA-E VEA 6mm to 4mm Reducer. Sold in pack of 10. Price shown per pack | 194.46 | 259 | L3 | 0.5 | LB | MY
VSP-1001 | S54333-Z17-A1 | VESDA-E VEA 6mm to 6mm Joiner Straight. Sold in pack of 10. Price shown per pack | 104.55 | 139 | L3 | 0.42 | LB | MY
VSP-1002 | S54333-Z18-A1 | VESDA-E VEA 4mm to 4mm Joiner Straight. Sold in pack of 10. Price shown per pack | 134.87 | 180 | L3 | 0.38 | LB | MY
VSP-1003 | S54333-Z19-A1 | VESDA-E VEA 6mm to 6mm Joiner Right Angle. Sold in pack of 10. Price shown per pack | 113.96 | 152 | L3 | 0.3 | LB | MY
VEA-040-A00 | S54333-Z1-A1 | VESDA-E VEA-40 Aspirating Smoke Detector with LEDs | 12704.85 | 16940 | L3 | 3.5 | LB | MY
VSP-1004 | S54333-Z20-A1 | VESDA-E VEA 4mm to 4mm Joiner Right Angle. Sold in pack of 10. Price shown per pack | 158.92 | 212 | L3 | 0.3 | LB | MY
VSP-960 | S54333-Z21-A1 | VESDA-E VEU Mounting Bracket | 86.78 | 116 | L3 | 0.52 | LB | MY
VSP-961 | S54333-Z22-A1 | VESDA-E VEU Imperial Pipe Adaptor (for exhaust) | 80.5 | 107 | L3 | 0.15 | LB | MY
VSP-962 | S54333-Z23-A1 | VESDA-E VEU Filter | 191.33 | 255 | L3 | 0.25 | LB | MY
VSP-963 | S54333-Z24-A1 | VESDA-E VEU Replacement (spare part)Aspirator | 1095.68 | 1461 | L3 | 0.33 | LB | MY
VSP-964 | S54333-Z25-A1 | VESDA-E VEU Replacement (spare part) Smoke Detection Chamber | 3596.52 | 4795 | L3 | 0.24 | LB | MY
VRT-X00 | S54333-Z26-A1 | VESDA-E Analytics Relay Module | 1661.3 | 2215 | L3 | 0.95 | LB | MY
VSP-965 | S54333-Z27-A1 | VESDA-E VEU Sampling Module | 875.08 | 1167 | L3 | 1.2 | LB | MY
VEP-A00-P | S54333-Z28-A1 | VEP with LEDs | 9473.18 | 12631 | L3 | 3.8 | LB | MY
VEP-A10-P | S54333-Z29-A1 | VEP with 3.5" Display | 10515.59 | 14021 | L3 | 4 | LB | MY
VEA-040-A10 | S54333-Z2-A1 | VESDA-E VEA-40 Aspirating Smoke Detector with 3.5” Display | 14061.7 | 18749 | L3 | 3.8 | LB | MY
VEP-A00-1P | S54333-Z30-A1 | VEP WITH LEDs, 1 PIPE | 6487.85 | 8650 | L3 | 3.8 | LB | MY
VPS-VEA-115UL | S54333-Z31-A1 | VESDA-E VEA Power Supply StaX (UL), 115VAC | 1671.75 | 2229 | L3 | 8 | LB | MY
VPS-VEA-230UL | S54333-Z32-A1 | VESDA-E VEA Power Supply StaX (UL), 230VAC | 1671.75 | 2229 | L3 | 8 | LB | MY
VSP-TP-KIT-US | S54333-Z33-A1 | VESDA Benchmark Test Point Quick Connect Kit. Complete with threaded coupler, brass quick connect fitting, Test Plug, and Benchmark Test Point Label. One kit required at end of each pipe run. | 297.97 | 397 | L3 | 0.66 | LB | US
VES-A00-P | S54333-Z34-A1 | E Series Scanner with LED display and relays. Replaces VESDA Laser Scanner. Check for availability. | 14448.81 | 19265 | L3 | 5.4 | LB | MY
VES-A10-P | S54333-Z35-A1 | E Series Scanner with 3.5" LCD display and relays. Replaces VESDA Laser Scanner. Check for availability. | 15787.05 | 21049 | L3 | 5.6 | LB | MY
VEA-A40-40-STX | S54333-Z3-A1 | VESDA-E VEA 40-Relay Local StaX | 3375.97 | 4501 | L3 | 2.8 | LB | MY
VSP-990-330 | S54333-Z4-A1 | Xtralis 6mm Microbore Tube, UL listed and labeled for plenum use, meets NFPA 72 sampling tube labeling requirements: “Aspirated Sampling Tubing for Fire Detection Use – Do not Disturb or Paint,” each roll is individually serialized for ease of identification and have footage markers every 3 feet for ease of measurement. Xtralis microbore tubing has been tested for smoke transmission, do not substitute. Sold in 330 ft roll, Price shown is per roll. | 194.46 | 259 | L3 | 7 | LB | MY
VSP-991 | S54333-Z5-A1 | Xtralis 4mm Microbore Tube, UL listed and labeled for plenum use, meets NFPA 72 sampling tube labeling requirements: “Aspirated Sampling Tubing for Fire Detection Use – Do not Disturb or Paint,” each roll is individually serialized for ease of identification and have footage markers every 3 feet for ease of measurement. Xtralis microbore tubing has been tested for smoke transmission, do not substitute. Enter quantity in in linear feet required. Sold in 500 ft roll, Price shown is per roll. | 496.61 | 662 | L3 | 3.5 | LB | MY
VSP-980-W | S54333-Z6-A1 | VESDA-E VEA Standard Sampling Point (white) for 6mm Tube | 25.24 | 34 | L3 | 0.15 | LB | MY
VSP-981-W | S54333-Z7-A1 | VESDA-E VEA Standard Sampling Point (white) for 4mm Tube | 25.24 | 34 | L3 | 0.15 | LB | MY
VSP-980-W22 | S54333-Z8-A1 | VESDA-E VEA Standard Sampling Point (white) for 6mm Tube. Sold in pack of 22. Price shown per pack | 496.61 | 662 | L3 | 1 | LB | MY
VSP-981-W22 | S54333-Z9-A1 | VESDA-E VEA Standard Sampling Point (white) for 4mm Tube. Sold in pack of 22. Price shown per pack | 496.61 | 662 | L3 | 1 | LB | MY
PAB2-ENCL | S54339-A10-A1 | PAD & AMP BOOSTER ENCL 2HU BLK | 525.36 | 700 | L3 | 42 | LB | US
PAB2-ENCL-R | S54339-A11-A1 | PAD & AMP BSTR ENCL 2HU RED | 550.58 | 734 | L3 | 42 | LB | US
P3AP | S54339-A12-A1 | PAD-3 ADAPTER PLATE | 103.5 | 138 | L3 | 3 | LB | US
P4AP | S54339-A13-A1 | PAD-4 ADAPTER PLATE | 117.62 | 157 | L3 | 3 | LB | US
BAAP | S54339-A14-A1 | Booster Amp Adapter Plate | 102.38 | 137 | L3 | 3 | LB | US
PAD5-6A | S54339-A15-A1 | Complete 6A PAD-5 Kit | 1295.69 | 1728 | L3 | 15 | LB | MX
PAD5-6A-R | S54339-A16-A1 | Complete 6A PAD-5 Red Kit | 1295.69 | 1728 | L3 | 15 | LB | MX
PAD5-9A | S54339-A17-A1 | Complete 9A PAD-5 Kit | 1522.83 | 2030 | L3 | 7.711 | LB | MX
PAD5-9A-R | S54339-A18-A1 | Complete 9A PAD-5 Red Kit | 1522.83 | 2030 | L3 | 17 | LB | MX
PAD-4-6A | S54339-A1-A1 | Complete 6 amp PAD-4 kit (enclosure, board, 170W power supply) | 904.32 | 1206 | L3 | 12 | LB | US
PAD-4-6A-CLSA | S54339-A2-A1 | Complete 6 amp PAD-4 kit with Class A adapter | 1001.36 | 1335 | L3 | 12.5 | LB | US
PAD-4-9A | S54339-A3-A1 | Complete 9 amp PAD-4 kit (enclosure, board, 300W power supply) | 1176.25 | 1568 | L3 | 32 | LB | US
PAD-4-9A-CLSA | S54339-A4-A1 | Complete 9 amp PAD-4 kit with Class A adapter | 1273.3 | 1698 | L3 | 31.5 | LB | US
PAD-5-MB | S54339-A5-A1 | PAD-5 address NAC expander MB | 1071.74 | 1429 | L3 | 2 | LB | MX
PAD-5-CLSA | S54339-A6-A1 | PAD-5 address NAC expd class | 386.28 | 515 | L3 | 1 | LB | MX
PAD-5-CDC | S54339-A7-A1 | PAD-5 address NAC expn conv | 467.09 | 623 | L3 | 1 | LB | MX
PAB-ENCL | S54339-A8-A1 | PAD & AMP BOOSTER ENCL 1HU BLK | 291.32 | 388 | L3 | 20 | LB | US
PAB-ENCL-R | S54339-A9-A1 | PAD & AMP BSTR ENCL 1HU RED | 350.04 | 467 | L3 | 20 | LB | US
SEFH-CR | S54360-F2-A1 | HIGH FIDELITY SPEAKER, ROUND, HIFI, LOW PROFILE, CEILING, RED | 87.49 | 117 | L3 | 2.025 | LB | CN
SEFH-CW | S54360-F2-A2 | HIGH FIDELITY SPEAKER, ROUND, HIFI, LOW PROFILE, CEILING, WHITE | 87.49 | 117 | L3 | 1.931 | LB | CN
SEFH-HMC-CW | S54360-F3-A1 | HIGH FIDELITY SPEAKER STROBE, ROUND, HIFI, LOW PROFILE, CEILING,115/177CD,WHITE | 169.91 | 227 | L3 | 2.375 | LB | US
SEFH-HMC-R | S54360-F3-A2 | HIGH FIDELITY SPEAKER STROBE, SQUARE, HIFI, LOW PROFILE, WALL, 135/185CD, RED | 169.91 | 227 | L3 | 2.13 | LB | US
SEFH-HMC-W | S54360-F4-A1 | HIGH FIDELITY SPEAKER STROBE, SQUARE, HIFI, LOW PROFILE, WALL, 135/185CD, WHITE | 169.91 | 227 | L3 | 2.122 | LB | US
SEFH-MC-CW | S54360-F4-A2 | HIGH FIDELITY SPEAKER STROBE, ROUND, HIFI, LOW PROFILE, CEILING, 15/30/75/95CD, WHITE | 182.79 | 244 | L3 | 2.362 | LB | US
SEFH-MC-R | S54360-F5-A1 | HIGH FIDELITY SPEAKER STROBE, SQUARE, HIFI, LOW PROFILE, WALL, 15/30/75/110CD, RED | 182.79 | 244 | L3 | 2.087 | LB | US
SEFH-MC-W | S54360-F5-A2 | HIGH FIDELITY SPEAKER STROBE, SQUARE, HIFI, LOW PROFILE, WALL, 15/30/75/110CD, WHITE | 182.79 | 244 | L3 | 2.116 | LB | US
SEFH-R | S54360-F6-A1 | HIGH FIDELITY SPEAKER, SQUARE, HIFI, LOW PROFILE, WALL, RED | 82.8 | 110 | L3 | 1.794 | LB | CN
SEFH-W | S54360-F6-A2 | HIGH FIDELITY SPEAKER, SQUARE, HIFI, LOW PROFILE, WALL, WHITE | 82.8 | 110 | L3 | 1.728 | LB | CN
SEH-HMC-CR | S54360-F7-A1 | HIGH FIDELITY SPEAKER STROBE, ROUND, HIFI, CEILING, 115/177CD, RED | 169.91 | 227 | L3 | 2.2 | LB | US
SEH-HMC-CW | S54360-F7-A2 | HIGH FIDELITY SPEAKER STROBE, ROUND, HIFI, CEILING, 115/177CD, WHITE | 169.91 | 227 | L3 | 2.219 | LB | US
SEH-HMC-R | S54360-F8-A1 | HIGH FIDELITY SPEAKER STROBE, HIFI, WALL, 135/185 CD, RED | 169.91 | 227 | L3 | 2 | LB | US
SEH-HMC-W | S54360-F8-A2 | HIGH FIDELITY SPEAKER STROBE, HIFI, WALL, 135/185 CD, WHITE | 169.91 | 227 | L3 | 2.063 | LB | US
XTRI-R | S54370-B1-A1 | Single Input Monitor Module with Relay with Built-In Isolator | 164.73 | 220 | L3 | 0.26 | LB | CN
XTRI-D | S54370-B2-A1 | Dual Input Monitor Module, with Built-In Isolator | 164.73 | 220 | L3 | 0.229 | LB | CN
XTRI-S | S54370-B3-A1 | Single Input Monitor Module with Built-In Isolator | 126.62 | 169 | L3 | 0.209 | LB | CN
XTRI-M | S54370-B4-A1 | XTRI-M Mini Input Monitor Module with Built-In Isolator | 110.94 | 148 | L3 | 0.15 | LB | CN
ILED-XW | S54370-B5-A1 | Intelligent Lamp, Wall Mount with Built-In Isolator | 90.77 | 121 | L3 | 0.311 | LB | CN
ILED-XC | S54370-B6-A1 | Intelligent Lamp, Ceiling Mount with Built-In Isolator | 90.77 | 121 | L3 | 0.34 | LB | CN
TSM-1X | S54370-B7-A1 | TSM-1X Intel Remote Test Switch, LED with Built-In Isolator | 156.88 | 209 | L3 | 0.41 | LB | CN
DB2-HR | S54370-F12-A1 | Relay base (for use with H-Series and CerberusPro detectors) | 81.78 | 109 | L3 | 0.324 | LB | CN
SBGA-34 | S54370-F13-A1 | Audible Detector Base With Temp 4 for CO | 272.57 | 363 | L3 | 0.453 | LB | CN
TM121 | S54370-S12-A1 | Test Magnet | 49.06 | 65 | L3 | 0.15 | LB | CN
OP121 | S54372-F1-A1 | Conventional Optical | 91.71 | 122 | L3 | 0.337 | LB | CN
OH121 | S54372-F2-A1 | Conventional Optical/Heat combined | 107.71 | 144 | L3 | 0.333 | LB | CN
HI121 | S54372-F3-A1 | Conventional Heat only | 77.85 | 104 | L3 | 0.293 | LB | CN
PAD-4-LUA | S54389-C1-A1 | PAD-4 NAC expander Laptop Upload Adapter | 93.85 | 125 | L3 | 0.212 | LB | US
VCI2003-A1 | S54400-A141-A1 | VoIP module The VoIP module is used to convert audio signals between analog and digital Voice over IP signals. This module is mounted to a connection point on the VCA2001 Voice CPU card, and is required for all networked voice applications. | 642.09 | 856 | L3 | 0.128 | LB | CH
FT2007-U1 | S54400-A142-A1 | LED ANNUNCIATOR DRIVER | 537.89 | 717 | L3 | 2.154 | LB | CN
FT2008-U1 | S54400-A143-A1 | 16 ZONE TABULAR ANNUNC.(BL) | 705.98 | 941 | L3 | 4.162 | LB | CN
FT2008-R1 | S54400-A144-A1 | 16 ZONE TABULAR ANNUNC.(RED) | 705.98 | 941 | L3 | 4.162 | LB | CN
FT2009-U1 | S54400-A145-A1 | 32 ZONE TABULAR ANNUNC.(BL) | 1119.47 | 1493 | L3 | 0.22 | LB | CN
FT2009-R1 | S54400-A146-A1 | 32 ZONE TABULAR ANNUNC.(RED) | 1119.47 | 1493 | L3 | 0.22 | LB | CN
FCA2031-A1 | S54400-A153-A1 | Connection Module (MoNet) Used for communication between an FCI2018/FCI2019 operating unit and either the VCC2001 Voice CPU (for fire/voice panels) or the FN2012 Ethernet Switch (for fire only panels). The FCA2031 mounts in Position 1 on an FCI2018/FCI2019 operating unit. | 400.05 | 533 | L3 | 0.439 | LB | CH
FCA2016-U1 | S54400-A39-A1 | RS485 class A module (iso.) | 194.99 | 260 | L3 | 0.331 | LB | CH
VCC2001-A1 | S54400-A40-A1 | Voice CPU Card Voice CPU card which supervises and controls all voice modules and functions. This card gets mounted in the VCA2002 card cage (2nd slot from the left), and works with the VCC2002 Voice I/O card to control the voice system. | 1922.92 | 2564 | L3 | 0.844 | LB | CH
VCC2002-A1 | S54400-A41-A1 | Voice I/O Card Input/Output card for the Voice system. The VCC2002 gets mounted in the VCA2002 card cage (1st slot on the left), and works with the VCC2001 to control the voice system. It supports two local audio inputs (for microphones or external low-level audio signals) and one low-level audio output, with all audio signal wiring connected to the card cage. | 1280.83 | 1708 | L3 | 0.864 | LB | CH
VN2001-A1 | S54400-A42-A1 | Ethernet module (electric/CAT5) Used for networking fire only and fire/voice panels together over Ethernet using CAT-5 copper cables. This module mounts in the VCC2001 Voice CPU card (for voice systems) and/or the FN2012 modular Ethernet swtich (for fire systems). | 480.75 | 641 | L3 | 0.223 | LB | CH
VN2002-A1 | S54400-A43-A1 | Ethernet module (Mult Mode Fiber) Used for networking fire only and fire/voice panels together over Ethernet using multimode fiber optic cables. This module mounts in the VCC2001 Voice CPU card (for voice systems) and/or the FN2012 modular Ethernet swtich (for fire systems). | 961.46 | 1282 | L3 | 0.225 | LB | CH
VN2003-A1 | S54400-A44-A1 | Ethernet module (Single Mode Fiber) Used for networking fire only and fire/voice panels together over Ethernet using single-mode fiber optic cables. This module mounts in the VCC2001 Voice CPU card (for voice systems) and/or the FN2012 modular Ethernet swtich (for fire systems). | 1603.56 | 2138 | L3 | 0.231 | LB | CH
VCI2001-U1 | S54400-A45-A1 | Voice Amplifier Card 50 Watt amplifier card for the Voice system. The VCI2001 gets mounted in the VCA2002 card cage, with all speaker zone wiring connected to the card cage. Up to four VCI2001 amplifiers are supported on a single system. | 1603.56 | 2138 | L3 | 1.614 | LB | CH
VCA2002-A1 | S54400-A47-A1 | Voice Card Cage Voice system card cage used to support mounting and field wiring for VCC2001 Voice CPU cards, VCC2002 Voice I/O cards, and VCI2001 amplifier cards. Each card cage supports one VCC2001 Voice CPU, one VCC2002 Voice I/O and one to four VCI2001 50W amplifiers. | 1603.56 | 2138 | L3 | 6.349 | LB | CH
FCI2011-U1 | S54400-A54-A1 | NAC module (1A/2B) | 648.83 | 865 | L3 | 0.439 | LB | CH
FCI2016-U1 | S54400-A55-A1 | Periphery board (252 pts) | 971.55 | 1295 | L3 | 3.210 | LB | CH
FCI2017-U1 | S54400-A56-A1 | Periphery board (504 pts) | 2726.03 | 3635 | L3 | 3.217 | LB | CH
FCI2020-U1 | S54400-A57-A1 | Leased line / City tie module | 326.1 | 435 | L3 | 0.41 | LB | CH
FTI2001-U1 | S54400-A58-A1 | Fire terminal board | 261.1 | 348 | L3 | 0.534 | LB | CH
FN2001-U1 | S54400-A60-A1 | SafeDLink module | 953.61 | 1271 | L3 | 0.306 | LB | CH
FN2006-U1 | S54400-A61-A1 | Fiber Module (SM) | 5982.81 | 7977 | L3 | 2.013 | LB | CH
FN2007-U1 | S54400-A62-A1 | Fiber Module (MM) | 1629.34 | 2172 | L3 | 2.061 | LB | CH
FCA2015-U1 | S54400-A63-A1 | Dialer module (DACT) | 389.96 | 520 | L3 | 0.536 | LB | CH
FCA2018-U1 | S54400-A65-A1 | Remote peripheral module | 971.55 | 1295 | L3 | 1 | LB | US
FHAMIQKIT-01 | S54400-A66-A1 | MXL Device Module w/PMI Cable | 716.17 | 955 | L3 | 2 | LB | US
FHAMIQKIT-02 | S54400-A67-A1 | MXL Device Module w/Expansion Cable | 716.17 | 955 | L3 | 2 | LB | US
FCL2004-U1 | S54400-A68-A1 | MIQ MIGRATION MODULE - No cables included | 697 | 929 | L3 | 2.4 | LB | MX
XCI2001-U1 | S54400-A69-A1 | Releasing module | 326.1 | 435 | L3 | 0.463 | LB | CH
FHB2005-U1 | S54400-B110-A1 | Back box (3HU, black, deep) 3 height unit black backbox used for fire/voice systems. This works in conjunction with a 3 HU outer door, FHD2007 | 470.64 | 628 | L3 | 8 | LB | US
FHB2005-R1 | S54400-B110-A2 | Back box (3HU, red, deep) 3 height unit red backbox used for fire/voice systems. This works in conjunction with a 3 HU outer door, FHD2007 | 470.64 | 628 | L3 | 18 | LB | US
FHD2007-U3 | S54400-B113-A1 | Outer door (3HU, 3 win, bl) 3 height unit black outer door used for fire/voice systems. This works in conjunction with a 3HU backbox, FHB2005 | 238.69 | 318 | L3 | 15 | LB | US
FHD2007-R3 | S54400-B113-A2 | Outer door (3HU, 3 win, red) 3 height unit red outer door used for fire/voice systems. This works in conjunction with a 3HU backbox, FHB2005 | 238.69 | 318 | L3 | 13.5 | LB | US
FHD2009-U1 | S54400-B114-A1 | Blank plate (black) Black blank plate for the FHD2007 3HU outer door. This optional plate is used in place of a clear lens plate when no operator interface switches or microphones are used in that row. | 97.5 | 130 | L3 | 3.394 | LB | US
FHD2009-R1 | S54400-B114-A2 | Blank plate (red) Red blank plate for the FHD2007 3HU outer door. This optional plate is used in place of a clear lens plate when no operator interface switches or microphones are used in that row. | 97.5 | 130 | L3 | 3.266 | LB | US
FH2016-R1 | S54400-B136-A1 | Housing for EBA2001 (red) Red enclosure for an EBA2001 booster amplifier. Capable of housing a single EBA2004 main board, a single FP2011-U1 power supplly, and up to 33 AH batteries. | 523.8 | 698 | L3 | 25.999 | LB | CN
EBA2004-A1 | S54400-B137-A1 | Booster amplifier main board(100W) Main board of an EBA2001 booster amplifier. Consists of a single board with two 50 Watt amplifiers, an integral battery charger, and removable terminal blocks for all field wiring. | 2004.22 | 2672 | L3 | 3.772 | LB | CN
FH2016-U1 | S54400-B138-A1 | Housing for EBA2001 (black) Black enclosure for an EBA2001 booster amplifier. Capable of housing a single EBA2004 main board, a single FP2011-U1 power supplly, and up to 33 AH batteries. | 523.8 | 698 | L3 | 26.237 | LB | CN
EBA2001-U1 | S54400-B140-A1 | Booster amplifier (100W, bl) Kit consisting of a booster amplifier main board (EBA2004-A1), a black enclosure (FH2016-U1) and a 170W power supply (FP2011-U1) | 2838.53 | 3785 | L3 | 3 | LB | CN
EBA2001-R1 | S54400-B141-A1 | Booster amplifier (100W, red) Kit consisting of a booster amplifier main board (EBA2004-A1), a red enclosure (FH2016-R1) and a 170W power supply (FP2011-U1) | 2838.53 | 3785 | L3 | 3 | LB | CN
FCA2032-U1 | S54400-B145-A1 | BDM Battery Disconnect Module | 264.46 | 353 | L3 | 1.001 | LB | CN
FN2012-A1 | S54400-B152-A1 | Ethernet switch (modular) Used for networking fire only panels to other fire only or fire/voice panels over Ethernet. The FN2012 mounts in the back of a FHB2001 or FHB2002 enclosure backbox in place of a standard fiber module. The FN2012 supports one or two Ethernet modules (VN2001 for CAT5 connection, VN2002 for multimode fiber connection, or VN2003 for single-mode fiber connection). | 1603.56 | 2138 | L3 | 1.739 | LB | CH
FCL-MXLPLATE | S54400-B153-A1 | MXL Device Module Mounting Plate | 103.5 | 138 | L3 | 2 | LB | US
FHA2044-U1 | S54400-B167-A1 | Battery Fixing Bracket for EBA2001 | 122.32 | 163 | L3 | 0.386 | LB | CN
FT2015-R3 | S54400-B16-A1 | Remote terminal (key, red) | 876.29 | 1168 | L3 | 4.612 | LB | CN
FHA2056-U1 | S54400-B18-A1 | FS250/MPC600 Mechanical Migration Kit-Black (does not include panel electronics or power supply) | 897.04 | 1196 | L3 | 35 | LB | US
FHA2056-R1 | S54400-B19-A1 | FS250/MPC600 Mechanical Migration Kit-Red (does not include panel electronics or power supply) | 897.04 | 1196 | L3 | 35 | LB | US
FHD2002-U3 | S54400-B32-A1 | Outer door (2HU, 1 win, bl) | 197.23 | 263 | L3 | 10 | LB | US
FHD2001-R3 | S54400-B40-A1 | Outer door (1HU, red) | 65 | 87 | L3 | 6.253 | LB | US
FHA2036-U1 | S54400-B41-A1 | Trim Kit 2HU Black | 261.1 | 348 | L3 | 4.347 | LB | US
FHA2035-U1 | S54400-B42-A1 | Trim Kit 1HU Black | 162.49 | 217 | L3 | 3.231 | LB | US
FHA2036-R1 | S54400-B42-A2 | Trim Kit 2HU Red | 261.1 | 348 | L3 | 4.5 | LB | US
FHA2032-U1 | S54400-B43-A1 | Battery bracket | 132.23 | 176 | L3 | 3.878 | LB | US
FHA2031-U1 | S54400-B44-A1 | DIN Rail Set | 98.62 | 131 | L3 | 0.156 | LB | US
FHA2035-R1 | S54400-B44-A2 | Trim Kit 1 HU Red | 162.49 | 217 | L3 | 1 | LB | US
FHD2001-U3 | S54400-B45-A1 | Outer door (1HU, black) | 65 | 87 | L3 | 6.056 | LB | US
FHD2003-R3 | S54400-B46-A1 | Outer door (2HU, 2 win, red) | 244.28 | 326 | L3 | 10.15 | LB | US
FHB2001-U1 | S54400-B47-A1 | Back box (1HU, black) | 162.49 | 217 | L3 | 13.4 | LB | US
FHB2001-R1 | S54400-B47-A2 | Back box (1HU, red) | 162.49 | 217 | L3 | 12.9 | LB | US
FHB2002-U1 | S54400-B48-A1 | Back box (2HU, black) | 326.1 | 435 | L3 | 24.975 | LB | US
FHB2002-R1 | S54400-B48-A2 | Back box (2HU, red) | 326.1 | 435 | L3 | 24.762 | LB | US
FHD2004-U1 | S54400-B52-A1 | Inner door (black) | 115.42 | 154 | L3 | 4.566 | LB | US
FHD2005-U1 | S54400-B53-A1 | Inner door (solid, black) | 115.42 | 154 | L3 | 6.159 | LB | US
FHA2042-U1 | S54400-B55-A1 | Battery bracket (33 Ah) | 131.11 | 175 | L3 | 3 | LB | US
FHA2043-U1 | S54400-B56-A1 | Trim kit (3HU, black) Black trim kit for FHD2005 enclosure. This optional trim kit is used to dress the appearance of the enclosure when used in flush mounted applications. | 342.89 | 457 | L3 | 5.522 | LB | US
FHA2043-R1 | S54400-B57-A1 | Trim kit (3HU, red) Red trim kit for FHD2005 enclosure. This optional trim kit is used to dress the appearance of the enclosure when used in flush mounted applications. | 342.89 | 457 | L3 | 5 | LB | US
FHA2054-U1 | S54400-B58-A1 | FHA2054 Audio Transformer Kit | 134.37 | 179 | L3 | 0.013 | LB | CN
FT2014-R3 | S54400-B73-A1 | Remote display (red) | 761.08 | 1015 | L3 | 1.753 | LB | CN
FT2014-U3 | S54400-B80-A1 | Remote display (black) | 761.08 | 1015 | L3 | 4.438 | LB | CN
FT2015-U3 | S54400-B88-A1 | Remote terminal (key, bl) | 876.29 | 1168 | L3 | 4.718 | LB | CN
FHA2041-R1 | S54400-B93-A1 | Enclosure cover Top plate for an FHB2005 3 HU enclosure. This optional plate is used to meet requirements in jusidictions where ventilation holes in the top of a fire alarm system enclosure are not permitted. | 510.99 | 681 | L3 | 0.5 | LB | US
FHD2012-U1 | S54400-C135-A1 | Inner Door for Remote Display Terminal | 110.94 | 148 | L3 | 6.344 | LB | US
FT2003-U1 | S54400-C136-A1 | LED driver board for graphic annunciators | 540.12 | 720 | L3 | 0.811 | LB | CH
FH-2071-UM | S54400-C144-A1 | Enclosure used for Marine/Harsh installs-(Black only) (Battery bracket included) | 4478.92 | 5972 | L3 | 46.5 | LB | US
FC922-US | S54400-C14-A1 | 252-point system with 170W power supply and standard operator interface Consists of: One FCM2018-U3, one FP2011-U1, one FCI2016-U1 | 1650.63 | 2201 | L3 | 14.9 | LB | CH
FC924-US | S54400-C15-A1 | 504-point system with 170W power supply and standard operator interface Consists of: One FCM2018-U3, one FP2011-U1, one FCI2017-U1 | 3510.8 | 4681 | L3 | 14.5 | LB | CH
FV920-EK | S54400-C167-A1 | Cerberus PRO Voice Electronics Kit Consists of: One VCC2001-A1 Voice CPU Card, one VCC2002-A1 Voice I/O Card, one VCI2001-U1 50W Voice Amplifier Card, one VCA2002-A1 Voice Card Cage, one FCA2031-A1 Connection Module (MoNet), one VTO2001-U3 Option Module (24 switches), one VTO2004-U3 Option Module (Microphone) | 6184.52 | 8246 | L3 | 9.83 | LB | CH
FHK2004-U3 | S54400-C168-A1 | Cerberus PRO Voice Enclosure Kit (Black) Consists of: One FHB2005-U1 3HU Backbox (black), two FHD2004-U1 Inner Door, one FHD2007-U3 Outer Door (black), one FHD2009-U1 Blank Outer Door Plate (black), two FHD2006-U1 Clear Window | 961.46 | 1282 | L3 | 56.1 | LB | US
FHK2004-R3 | S54400-C169-A1 | Cerberus PRO Voice Enclosure Kit (Red) Consists of: One FHB2005-R1 3HU Backbox (red), two FHD2004-U1 Inner Door, one FHD2007-R3 Outer Door (red), one FHD2009-R1 Blank Outer Door Plate (red), two FHD2006-U1 Clear Window | 961.46 | 1282 | L3 | 56.1 | LB | US
FC922-UE | S54400-C16-A1 | 252-point system with 170W power supply and operator interface with 24 zone LEDs Consists of: One FCM2019-U3, one FP2011-U1, one FCI2016-U1 | 1972.23 | 2630 | L3 | 1 | LB | CH
FC924-UE | S54400-C17-A1 | 504-point system with 170W power supply and operator interface with 24 zone LEDs Consists of: One FCM2019-U3, one FP2011-U1, one FCI2017-U1 | 3803.28 | 5071 | L3 | 1 | LB | CH
FT924-US | S54400-C18-A1 | Network terminal with standard operator interface Consists of: One FCM2018-U3, one FTI2001-U1 | 971.55 | 1295 | L3 | 1 | LB | CH
FT924-UE | S54400-C19-A1 | Network terminal with operator interface with 24 zone LEDs Consists of: One FCM2019-U3, one FTI2001-U1 | 1293.16 | 1724 | L3 | 1 | LB | CH
FC922-UT | S54400-C20-A1 | 252-point system with 300W power supply and standard operator interface Consists of: One FCM2018-U3, one FP2012-U1, one FCI2016-U1 | 1894.92 | 2527 | L3 | 1 | LB | CH
FC924-UT | S54400-C21-A1 | 504-point system with 300W power supply and standard operator interface Consists of: One FCM2018-U3, one FP2012-U1, one FCI2017-U1 | 3721.47 | 4962 | L3 | 1 | LB | CH
FC922-UF | S54400-C22-A1 | 252-point system with 300W power supply and operator interface with 24 zone LEDs Consists of: One FCM2019-U3, one FP2012-U1, one FCI2016-U1 | 2234.45 | 2979 | L3 | 1 | LB | CH
FC924-UF | S54400-C23-A1 | 504-point system with 300W power supply and operator interface with 24 zone LEDs Consists of: One FCM2019-U3, one FP2012-U1, one FCI2017-U1 | 4044.2 | 5392 | L3 | 1 | LB | CH
FHAMIQKIT-04 | S54400-C24-A1 | MXL-IQ Mechanical Migration Kit-Black | 897.04 | 1196 | L3 | 14 | LB | US
FHAMIQKIT-05 | S54400-C25-A1 | MXL-IQ Mechanical Migration Kit-Red | 897.04 | 1196 | L3 | 15 | LB | US
FCM2018-U3 | S54400-C40-A2 | Standard Operating Unit | 971.55 | 1295 | L3 | 5.079 | LB | CH
FCM2019-U3 | S54400-C41-A2 | Enhanced Operating Unit (with LEDs) | 1293.16 | 1724 | L3 | 5.432 | LB | CH
FHD2003-U3 | S54400-C42-A1 | Outer door (2HU, 2 win, bl) | 244.28 | 326 | L3 | 10.35 | LB | US
FCM2022-U3 | S54400-C44-A2 | Option module (blank) | 33.62 | 45 | L3 | 1.168 | LB | CH
FCM2023-U3 | S54400-C45-A2 | Option module (LED) | 339.54 | 453 | L3 | 1.561 | LB | CH
FHD2006-U1 | S54400-C46-A1 | Clear window | 58.26 | 78 | L3 | 1.241 | LB | US
FHD2002-R3 | S54400-C53-A1 | Outer door (2HU, 1 win, red) | 197.23 | 263 | L3 | 12.225 | LB | US
FHK2001-U3 | S54400-C54-A1 | Black 1 Height Unit Enclosure kit (for FT924) Consists of: One FHB2001-U1, one FHD2004-U1, one FHD2006-U1, one FHD2001-U3 | 292.48 | 390 | L3 | 1 | LB | US
FHK2001-R3 | S54400-C54-A2 | Red 1 Height Unit Enclosure kit (for FT924) Consists of: One FHB2001-R1, one FHD2004-U1, one FHD2006-U1, one FHD2001-R3 | 292.48 | 390 | L3 | 1 | LB | US
FHK2002-U3 | S54400-C55-A1 | Black 2 Height Unit 1 Window Enclosure kit (for FC922, FC924) Consists of: One FHB2002-U1, one FHD2004-U1, one FHD2006-U1, one FHD2002-U3 | 536.77 | 716 | L3 | 47.6 | LB | US
FHK2002-R3 | S54400-C55-A2 | Red 2 Height Unit 1 Window Enclosure kit (for FC922, FC924) Consists of: One FHB2002-R1, one FHD2004-U1, one FHD2006-U1, one FHD2002-R3 | 536.77 | 716 | L3 | 1 | LB | US
FHK2003-U3 | S54400-C56-A1 | Black 2 Height Unit 2 Window Enclosure kit (for FC922, FC924 when adding LEDs) Consists of: One FHB2002-U1, one FHD2004-U1, two FHD2006-U1, one FHD2003-U3 | 583.82 | 778 | L3 | 1 | LB | US
FHK2003-R3 | S54400-C56-A2 | Red 2 Height Unit 2 Window Enclosure kit (for FC922, FC924 when adding LEDs) Consists of: One FHB2002-R1, one FHD2004-U1, two FHD2006-U1, one FHD2003-R3 | 583.82 | 778 | L3 | 1 | LB | US
VTO2001-U3 | S54400-C60-A2 | Option module (24 switches) Cerberus PRO switch module used on FV922/FV924 to add manual voice control. Up to four VTO2001-U3s can be supported on a single panel enclosure row. | 800.1 | 1067 | L3 | 1.455 | LB | CH
VTO2004-U3 | S54400-C61-A2 | Option module (microphone) Cerberus PRO microphone module used on FV922/FV924 to add a paging microphone. The VTO2004-U3 can be either a main microphone installed in the main system enclosure, or as a remote microphone in a remote enclosure. Up to two microphones are supported for each FV922/FV924. | 1025.33 | 1367 | L3 | 2.623 | LB | CH
DCT-IPGSM | S54400-C70-A1 | Starlink LTEV Communicator-24VDC | 357.73 | 477 | L3 | 4 | LB | US
DCT-IPGSM120 | S54400-C71-A1 | Starlink LTEV Communicator-120VAC | 557.6 | 743 | L3 | 10 | LB | US
DCT-IPGSM24R | S54400-C72-A1 | Starlink LTEV Communicator-24V-ENC | 486.88 | 649 | L3 | 12 | LB | US
VR2005-U3 | S54400-C90-A1 | Remote Microphone Kit-1HU Black Consists of: One FHB2001-U1, one FHD2001-U3, one FHD2004-U1, one FHD2006-U1, two FCM2022-U3, one VTO2001-U3, one VTO2004-U3, and one VTA2001-A1 | 2639.94 | 3520 | L3 | 29.392 | LB | US
VR2005-R3 | S54400-C92-A1 | Remote Microphone Kit-1HU Red Consists of: One FHB2001-R1, one FHD2001-R3, one FHD2004-U1, one FHD2006-U1, two FCM2022-U3, one VTO2001-U3, one VTO2004-U3, and one VTA2001-A1 | 2639.94 | 3520 | L3 | 24.6 | LB | US
VTA2001-A1 | S54400-F163-A1 | Remote terminal board(class B) Remote terminal board used to support VTO2001 switch modules and VTO2004 microphone modules when these modules are used in a remote enclosure. This remote terminal board provides a place to land communication, audio, and 24VDC power wiring from the main system. It also provides connectors use to plug in the ribbon cables used on the microphone or switch modules. | 480.75 | 641 | L3 | 0.836 | LB | CH
USCG-XPLATE | S54400-F1-A1 | Metal Cover Plate for X-Series Modules | 107.69 | 144 | L3 | 1 | LB | US
FHAMIQKIT-03 | S54400-K1-A1 | MXL Device Module Cable Set | 103.5 | 138 | L3 | 2 | LB | US
SNC | S54400-N1-A1 | Serial Netowrk Card (for Cerberus DMS) | 951.09 | 1268 | L3 | 0.631 | LB | US
FCA2033-A1 | S54400-P154-A1 | FCA2033-A1 License key S1 | 332.85 | 444 | L3 | 0.015 | LB | CH
FCA2034-A1 | S54400-P155-A1 | FCA2034-A1 License key S2 | 3328.47 | 4438 | L3 | 0.018 | LB | CH
FCA2035-A1 | S54400-P156-A1 | FCA2035-A1 License key S3 | 3661.33 | 4882 | L3 | 0.015 | LB | CH
FP2012-U1 | S54400-Z60-A1 | 300W power supply | 373.16 | 498 | L3 | 3.413 | LB | CN
FP2013-U1 | S54400-Z61-A1 | FP2013-U1 600W Power Supply Consists of two power supply units and a connection cable specially designed for cascading power supply applications. Used on fire/voice systems that need up to 600W of 24V power. | 739.59 | 986 | L3 | 7.013 | LB | CN
BP-62 | S54400-Z62-A1 | BATTERY SET 12V 16AH (High Temp Rated) | 2060.68 | 2748 | L3 | 16.125 | LB | US
XLS-PMI-LCD | S54430-A1-A1 | XLS PMI LCD TOUCHSCREEN ASSEMBLY | 394.45 | 526 | L3 | 0.938 | LB | CN
NRC | S54430-A2-A1 | 2nd GENERATION NETWORK RING CARD | 1415.29 | 1887 | L3 | 1.059 | LB | US
SNU-ASSY | S54430-A3-A1 | SNU ASSY SINGLE NODE UPLOAD ASSEMBLY | 720.05 | 960 | L3 | 1.141 | LB | US
PMI-1 UPLD-CBL | S54430-A4-A1 | PMI-1 UPLOAD CABLE | 158.67 | 212 | L3 | 0.347 | LB | US
XDACT-ASSY | S54430-A5-A1 | MOUNTING PLATE, CONNECTION CABLE(PMI-3 TO DIALER), POWER CONNECTOR | 261.62 | 349 | L3 | 1.678 | LB | CN
X-204-2LD | S54430-A6-A1 | Ethernet Single mode Fiber Switch | 5429.12 | 7239 | L3 | 2.378 | LB | DE
C-Mod-250-ZIC4A-EP | S54430-B12-A1 | C-Mod-250-ZIC4A-EP INCLUDES: (1) XDLC , (1)FCM2041-U3, (1) ZIC-4A, (1) CC-5, (1) PSC-12 | 7312.91 | 9751 | L3 | 22.1 | LB | US
C-Mod-250-ZIC8B-EP | S54430-B13-A1 | C-Mod-250-ZIC8B-EP INCLUDES: (1) XDLC, (1) FCM2041-U3, (1) ZIC-8B, (1) CC-5, (1) PSC-12 | 7436.44 | 9915 | L3 | 22.1 | LB | US
CP-GPMI-KIT | S54430-B14-A1 | FCM2041-U3 + HW KEY PMI-2/3 | 4043.09 | 5391 | L3 | 7.6 | LB | US
CAB-55-BRKT | S54430-B1-A1 | BRACKET TO HOLD DOWN BTX-2 | 123.27 | 164 | L3 | 11.525 | LB | US
CAB-100-BRKT | S54430-B2-A1 | BRACKET TO HOLD DOWN BTX-3 | 99.73 | 133 | L3 | 12.55 | LB | US
PAD3-BATT-BRKT | S54430-B3-A1 | BRACKET TO HOLD DOWN BT-33 | 47.05 | 63 | L3 | 1.5 | LB | US
PAD4-BATT-BRKT | S54430-B4-A1 | Battery bracket for seismic certification | 125.84 | 168 | L3 | 1.509 | LB | US
XDMC | S54430-B5-A1 | XLS DIGITAL MESSAGE CARD | 1293.16 | 1724 | L3 | 0.716 | LB | US
COM-BRK | S54430-B7-A1 | COM-BRK Fiber Module Mount for XLS cab | 582.7 | 777 | L3 | 1.988 | LB | US
XDLC | S54430-B8-A1 | INTELLIGENT DEVICE LOOP CARD FOR MODULAR SYSTEMS (2 LOOPS/252 ADDRESSES TOTAL) ONE CARD SLOT CC-5/CC-2 | 1320.06 | 1760 | L3 | 1 | LB | MX
XLS-MSE3-ADPT | S54430-C14-A1 | MXL-IQ MSE-3L AND MSE-3M BLACK ENCLOSURE ADAPTER FORFIREFINDER XLS | 825.88 | 1101 | L3 | 32.763 | LB | US
XLS-MSE3R-ADPT | S54430-C14-A2 | MXL-IQ MSE-3LR and MSE-3MR RED ENCLOSURE ADAPTER FOR FIREFINDER XLS | 2162.74 | 2884 | L3 | 32.888 | LB | US
PMI-3 | S54430-C15-A1 | PERSON MACHINE INTERFACE 3 MAIN CENTRAL PROCESSOR INNER DOOR - 2 POSITIONS | 5660.06 | 7547 | L3 | 6.434 | LB | US
PMI-3 LABEL KITS | S54430-C16-A1 | PMI-3 LABEL KIT PMI-3 INT AND NAV OVRLS | 182.79 | 244 | L3 | 0.078 | LB | US
FCM2041-U3 | S54430-C18-A1 | Cerberus Operator Interface MAIN CENTRAL PROCESSOR INNER DOOR - 2 POSITIONS | 2886.65 | 3849 | L3 | 3.8 | LB | US
SNU-Kit | S54430-C19-A1 | SNU SALES KIT | 1374.67 | 1833 | L3 | 6.5 | LB | US
K-CBL | S54430-C24-A1 | K-CBL Keltron Printer Modular OIs/PMIs | 152.34 | 203 | L3 | 0.02 | LB | US
GPMI-2-HW-KEY | S54430-C4-A1 | HW KEY FOR PMI-2 AND PMI-3 GLOBAL | 1156.45 | 1542 | L3 | 0.341 | LB | CN
XLS-MSE2-ADPT | S54430-C7-A1 | MSE-2 BLACK ENCLOSURE ADAPTER FOR FIREFINDER XLS | 939.23 | 1252 | L3 | 31.188 | LB | US
XLS-MSE2R-ADPT | S54430-C7-A2 | MSE-2R RED ENCLOSURE ADAPTER FOR FIREFINDER XLS | 1783.98 | 2379 | L3 | 29.837 | LB | US
XLS-MME3-ADPT | S54430-C8-A1 | MME-3 AND MBR-2 BLACK ENCLOSURE ADAPTER FOR FIREFINDER XLS | 1600.2 | 2134 | L3 | 42 | LB | US
XLS-MME3R-ADPT | S54430-C8-A2 | MME-3R RED ENCLOSURE ADAPTER FOR FIREFINDER XLS | 1996.89 | 2663 | L3 | 42 | LB | US
XLS-MLE6-ADPT | S54430-C9-A1 | MLE-6 BLACK ENCLOSURE ADAPTER FOR FIREFINDER XLS | 2046.2 | 2728 | L3 | 68 | LB | US
XLS-MLE6R-ADPT | S54430-C9-A2 | MLE-6R RED ENCLOSURE ADAPTER FOR FIREFINDER XLS | 2392.46 | 3190 | L3 | 68 | LB | US
40/40L-112SF | S54430-F107-A1 | UV/IR FLM DET WO1 75C 3/4" SS FM | 5628.93 | 7505 | L3 | 6.4 | LB | US
40/40L-122SF | S54430-F115-A1 | UV/IR FLM DET WO1 85C 3/4" SS FM | 6143.52 | 8191 | L3 | 6.1 | LB | US
40/40I-112SF | S54430-F11-A1 | IR3 FLM DET WO1 75C 3/4" SS FM | 7501.29 | 10002 | L3 | 6.4 | LB | US
40/40L-212SF | S54430-F123-A1 | UV/IR FLM DET WO2 75C 3/4" SS FM | 5628.93 | 7505 | L3 | 6.1 | LB | US
40/40LB-112SF | S54430-F139-A1 | UV/IR FLM DET BIT WO1 75C 3/4" SS FM | 6266.95 | 8356 | L3 | 6.4 | LB | US
40/40LB-122SF | S54430-F147-A1 | UV/IR FLM DET BIT WO1 85C 3/4" SS FM | 6597.18 | 8796 | L3 | 6.1 | LB | US
40/40LB-212SF | S54430-F155-A1 | UV/IR FLM DET BIT WO2 75C 3/4" SS FM | 6266.95 | 8356 | L3 | 6.4 | LB | US
40/40LB-222SF | S54430-F163-A1 | UV/IR FLM DET BIT WO2 85C 3/4" SS FM | 6791.21 | 9055 | L3 | 6.4 | LB | US
40/40L4-112SF | S54430-F171-A1 | UV/IR FLM DET 4.5U WO1 75C 3/4" SS FM | 5626.8 | 7502 | L3 | 6.4 | LB | US
40/40L4-122SF | S54430-F179-A1 | UV/IR FLM DET 4.5U WO1 85C 3/4" SS FM | 6141.38 | 8189 | L3 | 6.4 | LB | US
40/40L4-212SF | S54430-F187-A1 | UV/IR FLM DET 4.5U WO2 75C 3/4" SS FM | 5466.03 | 7288 | L3 | 6.1 | LB | US
40/40L4-222SF | S54430-F195-A1 | UV/IR FLM DET 4.5U WO2 85C 3/4" SS FM | 6141.38 | 8189 | L3 | 6.1 | LB | US
40/40I-122SF | S54430-F19-A1 | IR3 FLM DET WO1 85C 3/4" SS FM | 8050.27 | 10734 | L3 | 6.4 | LB | US
20/20MI-11SF | S54430-F1-A1 | MINI IR3 FLM DET 10-40M CBL SS FM | 4337.6 | 5783 | L3 | 3 | LB | IL
40/40L4B-112SF | S54430-F203-A1 | UV/IR FLM 4.5U BIT WO1 75C 3/4" SS FM | 6156.6 | 8209 | L3 | 6.4 | LB | US
40/40L4B-122SF | S54430-F211-A1 | UV/IR FLM 4.5U BIT WO1 85C 3/4" SS FM | 6681.19 | 8908 | L3 | 6.4 | LB | US
40/40L4B-212SF | S54430-F219-A1 | UV/IR FLM 4.5U BIT WO2 75C 3/4" SS FM | 6156.6 | 8209 | L3 | 6.1 | LB | US
40/40L4B-222SF | S54430-F227-A1 | UV/IR FLM 4.5U BIT WO2 85C 3/4" SS FM | 6681.19 | 8908 | L3 | 6.4 | LB | US
40/40U-112SF | S54430-F235-A1 | UV FLM DET WO1 75C 3/4" SS FM | 4586.17 | 6115 | L3 | 6.4 | LB | US
40/40U-122SF | S54430-F243-A1 | UV FLM DET WO1 85C 3/4" SS FM | 4934.21 | 6579 | L3 | 6.1 | LB | US
40/40UB-112SF | S54430-F267-A1 | UV FLM DET BIT WO1 75C 3/4" SS FM | 5259.96 | 7013 | L3 | 6.1 | LB | US
40/40I-212SF | S54430-F27-A1 | IR3 FLM DET WO2 75C 3/4" SS FM | 7501.29 | 10002 | L3 | 6.4 | LB | US
40/40UB-212SF | S54430-F283-A1 | UV FLM DET BIT WO2 75C 3/4" SS FM | 5109.68 | 6813 | L3 | 6.1 | LB | US
40/40UB-222SF | S54430-F291-A1 | UV FLM DET BIT WO2 85C 3/4" SS FM | 5623.45 | 7498 | L3 | 6.1 | LB | US
20/20-787 | S54430-F296-A1 | AIR SHIELD - 20/20 MINI | 311.76 | 416 | L3 | 0.3 | LB | IL
787980 | S54430-F297-A1 | RAIN SHIELD | 348 | 464 | L3 | 0.3 | LB | US
794079-3 | S54430-F299-A1 | USB/RS485 CONV KIT - PC USB | 824.35 | 1099 | L3 | 1 | LB | US
20/20MI-12SF | S54430-F2-A1 | MINI IR3 FLM DET 10-40M PLG SS FM | 4337.6 | 5783 | L3 | 3 | LB | IL
FS-1200 | S54430-F300-A1 | LONG RANGE SIMULATOR- UV/IR | 10345.43 | 13794 | L3 | 23 | LB | US
FS-1100 | S54430-F301-A1 | LONG RANGE SIMULATOR - IR3 | 11344.4 | 15126 | L3 | 23 | LB | US
20/20-005 | S54430-F303-A1 | TILT MOUNT - 20/20 MINI | 239.47 | 319 | L3 | 3 | LB | CN
40/40-001 | S54430-F304-A1 | TILT MOUNT - 40/40 | 324.24 | 432 | L3 | 2.5 | LB | CN
FS-1300 | S54430-F305-A1 | LONG RANGE SIMULATOR - SINGLE IR | 10781.1 | 14375 | L3 | 23 | LB | US
FS-1400 | S54430-F306-A1 | LONG RANGE SIMULATOR - MULTI IR | 12410.44 | 16547 | L3 | 23 | LB | US
777161 | S54430-F307-A1 | AIR SHIELD - 40/40 | 1129.49 | 1506 | L3 | 0.3 | LB | IL
777163 | S54430-F308-A1 | WEATHER COVER (STAINLESS) | 334.82 | 446 | L3 | 0.3 | LB | CN
789260-2 | S54430-F310-A1 | POLE MOUNT (U-BOLT) - 2" | 409.01 | 545 | L3 | 4 | LB | CN
789260-1 | S54430-F311-A1 | POLE MOUNT (U-BOLT) - 3" | 409.01 | 545 | L3 | 4 | LB | CN
794079-5 | S54430-F312-A1 | USB/RS485 CONV KIT - PC USB - 40/40 | 709.25 | 946 | L3 | 1 | LB | US
20/20 MPI-R | S54430-F313-A1 | 20/20 MPI-R IR3 Flame Det Mini version | 2763.81 | 3685 | L3 | 0.66 | LB | IL
40/40I-222SF | S54430-F35-A1 | IR3 FLM DET WO2 85C 3/4" SS FM | 7726.32 | 10302 | L3 | 6.4 | LB | US
20/20MI-31SF | S54430-F3-A1 | MINI IR3 FLM DET 2.5-10M CBL SS FM | 4337.6 | 5783 | L3 | 3 | LB | IL
20/20MI-32SF | S54430-F4-A1 | MINI IR3 FLM DET 2.5-10M PLG SS FM | 4399.48 | 5866 | L3 | 2.5 | LB | IL
40/40M-122SF | S54430-F51-A1 | HYD FLM DET WO1 85C 3/4" SS FM | 8543.13 | 11391 | L3 | 6.1 | LB | US
40/40M-212SF | S54430-F59-A1 | HYD FLM DET WO2 75C 3/4" SS FM | 8226.87 | 10969 | L3 | 6.1 | LB | US
20/20ML-11SF | S54430-F5-A1 | MINI UV/IR FLM DET CBL SS FM | 3526.18 | 4702 | L3 | 2.5 | LB | IL
40/40M-222SF | S54430-F67-A1 | HYD FLM DET WO2 85C 3/4" SS FM | 8794.4 | 11726 | L3 | 6.4 | LB | US
20/20ML-12SF | S54430-F6-A1 | MINI UV/IR FLM DET PLG SS FM | 3526.18 | 4702 | L3 | 3 | LB | IL
40/40R-112SF | S54430-F75-A1 | IR FLM DET WO1 75C 3/4" SS FM | 5282.88 | 7044 | L3 | 6.1 | LB | US
40/40R-122SF | S54430-F83-A1 | IR FLM DET WO1 85C 3/4" SS FM | 5781.95 | 7709 | L3 | 6.1 | LB | US
40/40R-212SF | S54430-F91-A1 | IR FLM DET WO2 75C 3/4" SS FM | 5282.88 | 7044 | L3 | 6.1 | LB | US
VPM | S54430-F93-A2 | VESDA PERIPHERAL MODULE FOR XLS | 1477.64 | 1970 | L3 | 3.284 | LB | US
VPM-MP | S54430-F95-A2 | VPM MOUNTING PLATE FOR XLS | 233.09 | 311 | L3 | 2.803 | LB | US
40/40R-222SF | S54430-F99-A1 | IR FLM DET WO2 85C 3/4" SS FM | 5781.95 | 7709 | L3 | 6.1 | LB | US
VESDA-HLI-KIT | S54430-F99-A2 | VESDA HLI KIT FOR XLS | 3452.54 | 4603 | L3 | 1 | LB | MY
XLS-EXT-CABLE-PKG | S54430-K1-A1 | INCLUDES 60" 60 PIN CABLE, 60" CAN CABLE, LONG GROUND STRAP CABLE | 330.57 | 441 | L3 | 0.825 | LB | US
PSC-ISO-CBL | S54430-K4-A1 | PSC-ISO-CBL 60 PIN MULTI-PS PMI CBL ASS INCLUDES PMI-2 & GPMI-HW-KEY | 133.34 | 178 | L3 | 0.212 | LB | US
LXDACT-CBL | S54430-K5-A1 | LXDACT-CBL Longer XDACT to PMI cable | 56.46 | 75 | L3 | 0.4 | LB | US
XLS-250-ZIC4A-EP | S54430-S5-A1 | XLS-250-ZIC4A-EP INCLUDES: (1) DLC , (1)PMI-3, (1) ZIC-4A, (1) CC-5, (1) PSC-12 | 14339 | 19119 | L3 | 24.4 | LB | US
XLS-250-ZIC8B-EP | S54430-S7-A1 | XLS-250-ZIC8B-EP INCLUDES: (1) DLC, (1) PMI-3, (1) ZIC-8B, (1) CC-5, (1) PSC-12 | 14581.19 | 19442 | L3 | 24.3 | LB | US
XLS-RCC13F-ADPT | S54430-Z13-A1 | RCC-1F AND RCC-3F BLACK ENCLOSURE ADAPTER FOR FIREFINDER XLS SSD | 941.3 | 1255 | L3 | 7.425 | LB | US
XLS-RCC13FR-ADPT | S54430-Z13-A2 | RCC-3F RED ENCLOSURE ADAPTER FOR FIREFINDER XLS SSD | 1020.89 | 1361 | L3 | 7.5 | LB | US
XLS-RCC1-ADPT | S54430-Z14-A1 | RCC-1 BLACK ENCLOSURE ADAPTER FOR FIREFINDER XLS SSD | 519.95 | 693 | L3 | 4.019 | LB | US
MLC | S54431-B4-A1 | MXL ADDRESSABLE DEVICE LINE CARD FOR FIREFINDER XLS (2 LOOP / 60 DEVICES PER LOOP) ONE CARD SLOT CC-5/CC-2 | 1568.82 | 2092 | L3 | 0.925 | LB | MX
XND-M | S54431-B5-A1 | XND-M (XNET Interface) Module for MOSA | 745.19 | 994 | L3 | 0.272 | LB | US
ANTI-INTERFERENCE CAP PKG | S54431-N1-A1 | ANTI-INTERFERENCE CAPACITOR FOR HNET NETWORK COMMUNICATION | 103.09 | 137 | L3 | 0.06 | LB | US
T-45 SPARE KEYS | S54431-Z1-A1 | T-45 KEY PACKAGE (10 per package) | 65.26 | 87 | L3 | 0.172 | LB | US
CKL-MLE-MME | S54431-Z2-A1 | Lock/Cam/Key for MLE, MME, MSE (5 per pkg) | 213.82 | 285 | L3 | 0.666 | LB | US
CKL-CAB | S54431-Z3-A1 | Lock/Cam/Key for CAB-1,2,3 (5 per pkg) | 129.54 | 173 | L3 | 0.762 | LB | US
CKL-FS250 | S54431-Z4-A1 | Lock/Cam/Key for FS-250, MPC (5 per pkg) | 274.63 | 366 | L3 | 1 | LB | US
CKL-RCC-SXL | S54431-Z5-A1 | CAMS/KEYS/LCK FOR RCC'S/ SXL(PKG OF 5) | 195.59 | 261 | L3 | 0.75 | LB | US
FTH073-VP | S54433-A14-A1 | View Plate | 79.95 | 107 | L3 | 1.001 | LB | CN
FT2018-U1 | S54433-A1-A1 | 16 Zone Tabular Annunc,red | 651.9 | 869 | L3 | 4.253 | LB | CN
FT2018-R1 | S54433-A2-A1 | LED Annunciator (16 z, red) | 651.9 | 869 | L3 | 4.253 | LB | CN
FT2019-U1 | S54433-A3-A1 | 32 Zone Tabular Annunc,Blk | 1034.23 | 1379 | L3 | 4.753 | LB | CN
FT2019-R1 | S54433-A4-A1 | LED Annunciator (32 z, red) | 1034.23 | 1379 | L3 | 4.753 | LB | CN
FH2072-UA | S54433-A5-A1 | Housing for Battery - up to 34 Ah | 370.95 | 495 | L3 | 7.716 | LB | CN
FTH2073-UA | S54433-A6-A1 | Universal Encl for Annun | 179.04 | 239 | L3 | 15.611 | LB | CN
FCM901-U3 | S54433-B101-A1 | 50 pt system Main Board | 1304.91 | 1740 | L3 | 6.808 | LB | CN
FH901-U3 | S54433-B103-A3 | 50 pt system Black Enclosure | 352.69 | 470 | L3 | 19.8 | LB | CN
FH901-R3 | S54433-B103-A4 | 50 pt system Red Enclosure | 352.69 | 470 | L3 | 11.023 | LB | CN
FHA902-U1 | S54433-B106-A1 | 50 pt system Black enclosure Trim Kit | 132.23 | 176 | L3 | 5.538 | LB | CN
FHA902-R1 | S54433-B106-A2 | 50 pt system Red enclosure Trim Kit | 132.23 | 176 | L3 | 5.331 | LB | CN
FHA901-U1 | S54433-B107-A1 | 50 pt system Battery Bracket | 96.68 | 129 | L3 | 0.8 | LB | CN
FSD901-U3 | S54433-C102-A1 | 50 pt system Black rmt annun | 666.83 | 889 | L3 | 0.22 | LB | CN
FSD901-R3 | S54433-C102-A2 | 50 pt system Red rmt annun | 666.83 | 889 | L3 | 3.479 | LB | CN
FC901-U3 | S54433-C105-A1 | 50 Pt Electronic Kit - Main Board - 170W PS | 1164.3 | 1552 | L3 | 1 | LB | CN
FCA901-U1 | S54433-C106-A1 | 50 pt system Leased line /City tie cable | 33.62 | 45 | L3 | 0.196 | LB | CN
FX901-S1 | S54433-C117-A1 | Spare Panel HW Kit 50Pt Panels | 43.9 | 59 | L3 | 1.764 | LB | CN
FT2007-S1 | S54433-C118-A1 | Spare HW kit f/FT2007-U1 Led | 64.43 | 86 | L3 | 1.102 | LB | CN
FHC901-U1 | S54433-C1-A1 | 50 Pt Sys Cvr Plt Kit | 79.95 | 107 | L3 | 1.001 | LB | CN
FXA901-U1 | S54433-K108-A1 | 50 pt system Configuration Cable | 33.62 | 45 | L3 | 0.22 | LB | CN
FXS901-U3 | S54433-S105-A1 | 50 pt system Configuration Kit | 81.78 | 109 | L3 | 0.203 | LB | CN
AM-SP40S-NBT | S54459-C10-A1 | SP40S NARROWBAND TONE MESSAGE KIT | 561.6 | 749 | L3 | 1 | LB | US
SPB-160 | S54459-C11-A1 | SP40S SUPERVISED AUDIO POWER BOOSTER,160W,RD | 6126.12 | 8168 | L3 | 36 | LB | US
SPB-160-B | S54459-C12-A1 | SP40S SUPERVISED AUDIO POWER BOOSTER,160W,BLK | 6126.12 | 8168 | L3 | 36 | LB | US
SPB-160E | S54459-C13-A1 | SP40S SUPERVISED AUDIO POWER BOOSTER,160W,RD, 220 VAC | 6126.12 | 8168 | L3 | 36 | LB | US
SPB-160E-B | S54459-C14-A1 | SP40S SUPERVISED AUDIO POWER BOOSTER,160W,RD, 220 VAC,BLK | 6126.12 | 8168 | L3 | 36 | LB | US
SPB-80/4 | S54459-C15-A1 | SP SUPERV AUDIO POWER BOOSTER,80W,4A STRB PWR,RD | 6126.12 | 8168 | L3 | 36 | LB | US
SPB-80/4-B | S54459-C16-A1 | SP SUPERV AUDIO POWER BOOSTER,80W,4A STRB PWR,BLK | 6126.12 | 8168 | L3 | 36 | LB | US
SPB-80/4E | S54459-C17-A1 | SP SUPERV AUDIO POWER BOOSTER,80W,4A STRB PWR,RD, 220 VAC | 6126.12 | 8168 | L3 | 36 | LB | US
SPB-80/4E-B | S54459-C18-A1 | SP SUPERV AUDIO POWER BOOSTER,80W,4A STRB PWR,RD, 220 VAC,BLK | 6126.12 | 8168 | L3 | 36 | LB | US
SPB-320 | S54459-C19-A1 | AUDIO POWER BOOSTER,320W, RED ENCLOSURE | 12252.24 | 16336 | L3 | 70 | LB | US
SPB-320-B | S54459-C20-A1 | AUDIO POWER BOOSTER, 320W, BLACK ENCLOSURE | 12252.24 | 16336 | L3 | 70 | LB | US
SPB-320E | S54459-C21-A1 | AUDIO POWER BOOSTER, 320W, 220VAC / 50 Hz | 12252.24 | 16336 | L3 | 70 | LB | US
SP4Z-A/B | S54459-C23-A1 | SP40S SPKR SPLITTER,4 ZONE CLASS B OR 2 ZONE CLASS A | 858 | 1144 | L3 | 1 | LB | US
SPMB4Z | S54459-C24-A1 | SPB AUDIO BOOSTER SPLITER MOUNTING BRACKET | 229.32 | 306 | L3 | 1 | LB | US
SPRM | S54459-C25-A1 | SP40S REMOTE BLK MICROPHONE,RED PLATE | 1007.76 | 1344 | L3 | 1 | LB | US
SPRM-B | S54459-C26-A1 | SP40S REMOTE BLK MICROPHONE,BLK PLATE | 1007.76 | 1344 | L3 | 1 | LB | US
SPRM-GP | S54459-C27-A1 | SPB 80/4,SPB 160,SPB 320 GEN PAGING BLK MIC,BLK PLT | 1007.76 | 1344 | L3 | 1 | LB | US
SP4-RMX | S54459-C29-A1 | SP4 MICROPHONE EXPANSION MODULE,BLK | 1447.68 | 1930 | L3 | 0.5 | LB | US
SP4-APS | S54459-C30-A1 | SP4 ADDRESSABLE PAGING SPLITTER | 1480.44 | 1974 | L3 | 1 | LB | US
SP4-TZC | S54459-C31-A1 | SP 4 ADDRESSAGE ZONE CONTROLER | 2332.2 | 3110 | L3 | 6 | LB | US
TZC-USB | S54459-C32-A1 | SP4 TZC PROGRAMMING CABLE | 104.52 | 139 | L3 | 1 | LB | CN
SP-SVC | S54459-C33-A1 | SAFEPATH SUPERVISED VOLUME CONTROL | 432.12 | 576 | L3 | 1 | LB | US
SP4-LOC-FB | S54459-C34-A1 | LOCAL OPERATOR CONSOLE,FLUSH MOUNT | 5229.12 | 6972 | L3 | 19.5 | LB | US
SP4-LOC-SB | S54459-C35-A1 | LOCAL OPERATOR CONSOLE,SURFACE MOUNT | 5229.12 | 6972 | L3 | 19.5 | LB | US
SP4-LOC-KIT | S54459-C36-A1 | SP 4 LOC HVAC EMERGENCY CUTOFF KIT | 893.88 | 1192 | L3 | 0.7 | LB | US
NACIM | S54459-C37-A1 | NOTIFICATION APPLIANCE CIRCUIT INTERFACE MODULE | 268.32 | 358 | L3 | 0.1 | LB | US
EOLK | S54459-C38-A1 | END OF LINE RESISTOR KIT(8 EOL’S), UL LISTED | 268.32 | 358 | L3 | 0.2 | LB | US
EOLK-EM | S54459-C39-A1 | END OF LINE RESISTOR KIT(32 EOL’S), UL LISTED | 964.08 | 1285 | L3 | 0.4 | LB | US
LEMD-M | S54459-C40-A1 | LED ILLUMINATED EMERGENCY TEXT MESSAGE DISPLAY. UL 48 LISTED FOR UFC COMPLIANCE | 858 | 1144 | L3 | 0.1 | LB | US
SPX40S | S54459-C41-A1 | SAFEPATH SP40S REPLACEMENT MOTHER BOARD | 3271.32 | 4362 | L3 | 4 | LB | US
SPBX-160 | S54459-C42-A1 | SAFEPATH SPB 160 REPLACEMENT MOTHER BOARD | 3399.24 | 4532 | L3 | 4 | LB | US
SPBPS-X | S54459-C43-A1 | POWER SUPPLY BOARD,SPB160 OR SPB 80/4 | 2040.48 | 2721 | L3 | 4 | LB | US
SP40S | S54459-C5-A1 | SAFEPATH MULTIFUNCTION FACILITY COMMU SYS | 5073.12 | 6764 | L3 | 33.675 | LB | US
SP40S-B | S54459-C6-A1 | SAFEPATH MULTIFUNCTION FACILITY COMMUN SYS,BLK | 5073.12 | 6764 | L3 | 33.1 | LB | US
SP40SE | S54459-C7-A1 | SAFEPATH MULTIFUNCTION FACILITY COMMUN SYS, 220 VAC | 6289.92 | 8387 | L3 | 36 | LB | US
AM-SP40S-SMK | S54459-C8-A1 | SP40S AFTER MKT 8 MESSAGE STANDARD MESSAGE KIT | 561.6 | 749 | L3 | 1 | LB | US
AM-SP40S-PMK | S54459-C9-A1 | SP40S AFTER MKT 8 MESSAGE FACTORY PROGRAM KIT | 561.6 | 749 | L3 | 1 | LB | US
PAL-2 | S54463-B1-A1 | NON UL LISTED PARALLEL PRINTER | 2195.55 | 2927 | L3 | 21.2 | LB | JP
NCCW7I7GL-22L | S54465-C50-A1 | UL 864 9th Edition Listed I7 PC w/ WINDOWS 7, 22" LCD and GL KEY (1 panel) | 80556.16 | 107408 | L3 | 58 | LB | US
NCCW7I7GL-22TL | S54465-C50-A2 | UL 864 9th Edition Listed I7 PC w/ WINDOWS 7, 22" Touch-Screen LCD and GL KEY (1 panel) | 91236.21 | 121648 | L3 | 60 | LB | US
NCCW7I71G-22L | S54465-C51-A1 | UL 864 9th Edition Listed I7 PC w/ WINDOWS 7, 22" LCD and 1G KEY (16 panels) | 114539.54 | 152719 | L3 | 58 | LB | US
NCCW7I71G-22TL | S54465-C51-A2 | UL 864 9th Edition Listed I7 PC w/ WINDOWS 7, 22" Touch-Screen LCD and 1G KEY (16 panels) | 125222.19 | 166963 | L3 | 60 | LB | US
NCCW7I72G-22L | S54465-C52-A1 | UL 864 9th Edition Listed I7 PC w/ WINDOWS 7, 22" LCD and 2G KEY (32 panels) | 165347.86 | 220464 | L3 | 58 | LB | US
NCCW7I72G-22TL | S54465-C52-A2 | UL 864 9th Edition Listed I7 PC w/ WINDOWS 7, 22" Touch-Screen LCD and 2G KEY (32 panels) | 177090.72 | 236121 | L3 | 60 | LB | US
NCCW7I73G-22L | S54465-C53-A1 | UL 864 9th Edition Listed I7 PC w/ WINDOWS 7, 22" LCD and 3G KEY (48 panels) | 204694.7 | 272926 | L3 | 58 | LB | US
NCCW7I73G-22TL | S54465-C53-A2 | UL 864 9th Edition Listed I7 PC w/ WINDOWS 7, 22" Touch-Screen LCD and 3G KEY (48 panels) | 216445.35 | 288594 | L3 | 60 | LB | US
NCCW7I74G-22L | S54465-C54-A1 | UL 864 9th Edition Listed I7 PC w/ WINDOWS 7, 22" LCD and 4G KEY (64 panels) | 244049.35 | 325399 | L3 | 58 | LB | US
NCCW7I74G-22TL | S54465-C54-A2 | UL 864 9th Edition Listed I7 PC w/ WINDOWS 7, 22" Touch-Screen LCD and 4G KEY (64 panels) | 255794.79 | 341060 | L3 | 60 | LB | US
NCCW7I7WAN1G-22L | S54465-C55-A1 | UL 864 9th Edition Listed I7 PC w/ WINDOWS 7, 22" LCD, WAN and 1G KEY (16 panels) | 116693.77 | 155592 | L3 | 58 | LB | US
NCCW7I7WAN1G-22TL | S54465-C55-A2 | UL 864 9th Edition Listed I7 PC w/ WINDOWS 7, 22" Touch-Screen LCD, WAN and 1G KEY (16 panels) | 127379.02 | 169839 | L3 | 60 | LB | US
NCCW7I7WAN2G-22L | S54465-C56-A1 | UL 864 9th Edition Listed I7 PC w/ WINDOWS 7, 22" LCD, WAN and 2G KEY (32 panels) | 167502.1 | 223336 | L3 | 58 | LB | US
NCCW7I7WAN2G-22TL | S54465-C56-A2 | UL 864 9th Edition Listed I7 PC w/ WINDOWS 7, 22" Touch-Screen LCD, WAN and 2G KEY (32 panels) | 179247.56 | 238997 | L3 | 60 | LB | US
NCCW7I7WAN3G-22 | S54465-C57-A1 | UL 864 9th Edition Listed I7 PC w/ WINDOWS 7, 22" LCD, WAN and 3G KEY (48 panels) | 206848.95 | 275799 | L3 | 58 | LB | US
NCCW7I7WAN3G-22TL | S54465-C57-A2 | UL 864 9th Edition Listed I7 PC w/ WINDOWS 7, 22" Touch-Screen LCD, WAN and 3G KEY (48 panels) | 218599.6 | 291466 | L3 | 60 | LB | US
NCCW7I7WAN4G-22L | S54465-C58-A1 | UL 864 9th Edition Listed I7 PC w/ WINDOWS 7, 22" LCD, WAN and 4G KEY (64 panels) | 246206.21 | 328275 | L3 | 58 | LB | US
NCCW7I7WAN4G-22TL | S54465-C58-A2 | UL 864 9th Edition Listed I7 PC w/ WINDOWS 7, 22" Touch-Screen LCD, WAN and 4G KEY (64 panels) | 257951.64 | 343936 | L3 | 60 | LB | US
NCCW7I7WAN5G-22L | S54465-C59-A1 | UL 864 9th Edition Listed I7 PC w/ WINDOWS 7, 22" LCD, WAN and 5G KEY (128 panels) | 285555.63 | 380741 | L3 | 58 | LB | US
NCCW7I7WAN5G-22TL | S54465-C59-A2 | UL 864 9th Edition Listed I7 PC w/ WINDOWS 7, 22" Touch-Screen LCD, WAN and 5G KEY (128 panels) | 297303.68 | 396405 | L3 | 60 | LB | US
NCCW7I7WAN6G-22L | S54465-C60-A1 | UL 864 9th Edition Listed I7 PC w/ WINDOWS 7, 22" LCD, WAN and 6G KEY (256 panels) | 324910.3 | 433214 | L3 | 58 | LB | US
NCCW7I7WAN6G-22TL | S54465-C60-A2 | UL 864 9th Edition Listed I7 PC w/ WINDOWS 7, 22" Touch-Screen LCD, WAN and 6G KEY (256 panels) | 336655.72 | 448874 | L3 | 60 | LB | US
MOSA | S54465-C62-A1 | XNET Monitoring-Only Solution Assembly (MOSA) Includes: (1) ENCL-01, (1) XND-M, (1) S2E, (1) PS-5A, (1) CBL-M | 3039.27 | 4052 | L3 | 10 | LB | US
ENCL-01 | S54465-C63-A1 | Exterior enclosure with Key Lock | 405.23 | 540 | L3 | 5.534 | LB | US
CBL-M | S54465-C64-A1 | MOSA Cables: Two (2) S2E power cables (1 red, 1 black): One (1) XND-M power cable One (1) NIC-C to XND-M interface cable, 10 feet (3m) | 165.29 | 220 | L3 | 0.5 | LB | US
S2E | S54465-C65-A1 | Serial-to-Ethernet Module | 1410.86 | 1881 | L3 | 1.5 | LB | US
NCCMP8-UK | S54465-C67-A1 | NCC Software Upgrade CD for Windows 7 & Windows XP PCs | 1956.27 | 2608 | L3 | 3 | LB | US
NCC-G7-KEY | S54465-C68-A1 | LICENSE KEY FOR UP TO 512 PANELS (Nodes) | 326025.18 | 434700 | L3 | 1 | LB | US
NCC-W7I7-00R-M | S54465-C71-A1 | UL 864 I7 PC HARDWARE W/ WIN7 W/NCC SW W/NCC2F W/O MONITOR | 50480.13 | 67307 | L3 | 50 | LB | US
NCC-W7I7WAN-00R-M | S54465-C72-A1 | UL 864 I7 PC HARDWARE W/ WIN7 W/NCC SW W/2 NCC2F (for WAN) W/O MONITOR | 52631.76 | 70176 | L3 | 50 | LB | US
UHW-CATA-01 | S54465-C73-A1 | UHW-CATA-01 -- UL/ULC HW Category A Computer - Windows 10 Professional, SNC Card for XNET connection, Management Station Utility | 14086.21 | 18782 | L3 | 9 | LB | US
UHW-CATB-01 | S54465-C73-A2 | UHW-CATB-01 -- UL/ULC HW Category B Computer - Windows 10 Professional, SNC Card for XNET connection, Management Station Utility | 20585.44 | 27447 | L3 | 40 | LB | US
UHW-CATC-01 | S54465-C74-A1 | UHW-CATC-01 -- UL/ULC HW Category C Computer - Windows Server 2012 R2 + 5 Cal, SNC Card for XNET connection, Management Station Utility | 36439.23 | 48586 | L3 | 40 | LB | US
UHW-CATD-01 | S54465-C74-A2 | UHW-CATD-01 -- UL/ULC HW Category D Computer - Windows Server 2012 R2 + 5 Cal, SNC Card for XNET connection, Management Station Utility | 39974.37 | 53299 | L3 | 40 | LB | US
UHW-CATA-PKG-SM | S54465-C82-A1 | UL/ULC HW category A computer, 22" LCD monitor, SNC card, (no software licenses included) - (UHW-CATA-PKG-SM) | 17281.07 | 23041 | L3 | 25 | LB | US
UHW-CATB-PKG-SM | S54465-C82-A2 | UL/ULC HW category B computer, 22" LCD monitor, SNC card, (no software licenses included) - (UHW-CATB-PKG-SM) | 23652.35 | 31536 | L3 | 55.5 | LB | US
UHW-CATB-PKG-LM | S54465-C83-A1 | UL/ULC HW category B computer, 42" LCD monitor, SNC card, (no software licenses included) - (UHW-CATB-PKG-LM) | 38164.93 | 50887 | L3 | 110 | LB | US
UHW-0000-22T-L | S54465-C8-A1 | UL 864 9th Edition 22" Touch-Screen LCD | 5517.77 | 7357 | L3 | 25 | LB | TW
UHW-0000-22L-L | S54465-C8-A2 | UL 864 9th Edition 22" LCD | 3539.74 | 4720 | L3 | 20 | LB | TW
UHW-0000-42T-L | S54465-C9-A1 | UL 864 9th Edition 42" Touch-Screen LCD | 25537.29 | 34050 | L3 | 60 | LB | US
UHW-0000-42L-L | S54465-C9-A2 | UL 864 9th Edition 42" LCD | 18342.25 | 24456 | L3 | 60 | LB | US
CGAP | S54811-B101-A1 | Adapter plate used to mount the X300 in ENCL-01 | 114 | 152 | L3 | 1 | LB | US
CGAP2 | S54811-B102-A1 | Adapter plate used to mount the X300 in PAB-ENCL | 223 | 297 | L3 | 1 | LB | US
CG-ASSY | S54811-B103-A1 | Hardware Kit which contains: Connect X300 ENCL-01 enclosure CGAP | 2503 | 3337 | L3 | 10.9 | LB | US
CG-ASSY-PAB-6A | S54811-B104-A1 | Hardware Kit which contains: Connect X300 PAB-ENCL enclosure CGAP2 FP2011-U1 | 2814 | 3752 | L3 | 28.2 | LB | US
CMD.04 | S55802-Y148 | USB dongle for Engineering License (must order Engineering License (Model CCA-ENG) separately) | 580.9 | 775 | A | 0.020 | LB | CN
CXG3.X300 (Connect X300) | S55842-Z121-A100 | Connect X300 Cloud Gateway | 3888.89 | 5185 | A | 4.246 | LB | DE

## Terms and Conditions
This price list is subject to the Siemens Industry, Inc., Smart Infrastructure terms and conditions applicable to the products and services sold pursuant to this quote, which shall govern in the event of any conflict with any other terms or conditions, specifications, proposal, purchase order, acknowledgment or other document. These terms can be viewed at the following site:
https://www.siemens.com/download?A6V11694115
BY ACCEPTING THIS PRICE LIST, YOU AFFIRM THAT YOU HAVE READ, UNDERSTOOD AND AGREE TO BE BOUND BY ITS TERMS AND CONDITIONS INCLUDING ANY AND ALL REFERENCED AND INCORPORATED DOCUMENTS THEREIN.